## Cost per Sft-1-RCF (hidden)
PSG-083 Panian 2 Haripur Repair of 01 room & veranda & hand pump / Solarization of 09 Class room
0
| COVERED AREAS | [7 empty] | Percentage of Steel |  |  |  | Percentage of Steel by Formula
| Descriptions |  | Area | Unit |  |  |  | S.No | Description | Concrete Qtty in Cft | Steel Qtty in Ton | %age of Steel | Steel Qtty in Lbs | Steel Qtty in Ton | %age of Steel by
| Plot Area |  | 0 | Sft |  |  |  | 1 | Substructure | #REF! | 0 | #REF! | #REF! | #REF! | #REF!
| Open Area |  | 0 | Sft |  |  |  | 2 | Ground Floor | #REF! | 0 | #REF! | #REF! | #REF! | #REF!
| Ground Floor |  | 2458.06 | Sft |  |  |  | 3 | First Floor | 0 | 0 | #DIV/0! | 0 | 0 | #DIV/0!
| First Floor |  | 0 | Sft |  |  |  | 4 | Second Floor | 0 | 0 | #DIV/0! | 0 | 0 | #DIV/0!
| Second Floor |  | 0 | Sft |  |  |  | 5 | Top Roof | 0 | 0 | #DIV/0! | 0 | 0 | #DIV/0!
| Mumty Slab |  | 0 | Sft |  |  |  |  | Total | #REF! | 0 | #REF! | #REF! | #REF! | #REF!
| Toat Covered Area |  | 2458.06 | Sft
PSG-083 Panian 2 Haripur Repair of 01 room & veranda & hand pump / Solarization of 09 Class room
0
COST PER SFT
S.No | Descriptions | No's | S.I_MRS-2017 | N.S.I | Covered Area Sft | Cost Per Sft | Total Amount Rs.
1 | Civil Works | 1 | 0 | 0 | 2458.06 | 0 | 0 | 0 | 2933.2442 | -2933.2442
2 | Internal Electrification | 1 | 0 | 0 | 2458.06 | 0 | 0 | 0 | 384.4843 | -384.4843
3 | #REF! | 1 | #REF! | #REF! | 2458.06 | #REF! | #REF! | #REF! | 68.8653 | #REF!
4 | #REF! | 1 | #REF! | 0 | 2458.06 | #REF! | #REF! | #REF! | 68.8653 | #REF!
5 | #REF! | 1 | #REF! | 0 | 2458.06 | #REF! | #REF! | #REF! | 33.4237 | #REF!
6 | #REF! | 1 | 0 | #REF! | 2458.06 | #REF! | #REF! | #REF! | 112.2462 | #REF!
7 | #REF! | 1 | 0 | #REF! | 2458.06 | #REF! | #REF! | #REF! | 112.2462 | #REF!
8 | #REF! | 1 | 0 | #REF! | 2458.06 | #REF! | #REF! | #REF! | 19.1161 | #REF!
9 | #REF! | 1 | 0 | #REF! | 2458.06 | #REF! | #REF! | #REF! | 44.0234 | #REF!
10 | #REF! | 1 | 0 | #REF! | 2458.06 | #REF! | #REF! | #REF! | 95.9808 | #REF!
| TOTAL COST Rs. |  | #REF! | #REF! |  | #REF! | #REF! | #REF! | 3714.5753 | #REF!
| Add one More |  |  |  | 2458.06 |  | #REF! | #REF!
| In Million Rs. |  | #REF! | #REF! | #REF! |  | #REF! | #REF!
[5 empty] | 7865792 |  | #REF!
7.8658

## Summary-1-RCF (hidden)
PSG-083 Panian 2 Haripur Repair of 01 room & veranda & hand pump / Solarization of 09 Class room
0
ABSTRACT OF COST
S.NO. | DESCRIPTIONS | No's | S.I - Rs. (M) | Add 5% LCF on (S.I) | Total of S.I - Rs. (M) | N.S.I - Rs. (M) | G. Total Amount Rs. (M)
1 | Civil Works | 1 | 0 | 0 | 0 | 0 | 0
2 | Internal Electrification | 1 | 0 | 0 | 0 | 0 | 0
#REF!
3 | #REF! | 1 | #REF! | #REF! | #REF! | #REF! | #REF!
#REF!
4 | #REF! | 1 | #REF! | #REF! | #REF! | --- | #REF!
#REF!
5 | #REF! | 1 | #REF! | #REF! | #REF! | --- | #REF!
#REF!
6 | #REF! | 1 | --- | --- | --- | #REF! | #REF!
#REF!
7 | #REF! | 1 | --- | --- | --- | #REF! | #REF!
#REF!
8 | #REF! | 1 | --- | --- | --- | #REF! | #REF!
#REF!
9 | #REF! | 1 | --- | --- | --- | #REF! | #REF!
10 | #REF! | 1 | --- | --- | --- | #REF! | #REF!
| TOTAL COST Rs. (M) |  | #REF! | #REF! | #REF! | #REF! | #REF!
#REF!

## Title Page (hidden)
GOVT. OF PAKISTAN
14 Engineering Battalion
Kohat Cantt
PC-I / DEATILED COST ESTIMATE
FOR
PSG-083 Panian 2 District Haripur
0
PREPARED BY:KIRAMAT ULLAH AWAN
Signature:__________________
SENIOR QUANTITY SURVEYOR
- KRAC Project
NLC Engrs
(BABER BEG)
Signature:__________________
QUANTITY SURVEYOR
Engineer Associates
KRAC Project
Signature:__________________
Chief Resident Engineer
(KRACW) Project
Rawalpindi
Signature:__________________
Abdur Rauf Chaudhry
Project Director
(KRACW) Project, NHA
Islamabad
M/s Asif Associate

## Letter (hidden)
| Ref: AACC/2023 /451 |  |  | Date: 29, Mar 2023
Quotation
To:
14 Engineering Battalion
Kohat Cantt
| Subject:- |  | PSG-083 PANIAN 2 DISTRICT HARIPUR
Dear Sir,
Thank You for giving us the opportunity to quote for the above mentioned Proj.
PSG-083 PANIAN 2 DISTRICT HARIPUR
0
We hope that our above mentioned quotation is satisfactory with endurance of work as par engineering practice. For further quotations / queries please Free to contact us.
Thanking You.
Encls: None.
Yours Truly
ASIF ASSOCIATE

## Title Page.
Repair of 01 room & veranda & hand pump / Solarization of 09 Class room BILL OF QUANTITES_LOT 3-SITE 10 (PSG-083 Panian 2 Haripur)

## Summary
PSG-083 Panian 2 Haripur Repair of 01 room & veranda & hand pump / Solarization of 09 Class room
ABSTRACT OF COST
S.NO. | DESCRIPTIONS | No's | S.I - Rs. (M) | N.S.I - Rs. (M) | Total Amount Rs. (M)
1 | Civil Works | 1
2 | Internal Electrification | 1
#REF! | SOLAR SYSTEM | #REF!
4 | Installation of Solar System (5KVA) | 0
TOTAL COST Rs.
Region Cost Factor 8% on S.I
GRAND TOTAL COST Rs.

## Cost per Sft (hidden)
PSG-083 Panian 2 Haripur Repair of 01 room & veranda & hand pump / Solarization of 09 Class room
0
| COVERED AREAS | [7 empty] | Percentage of Steel |  |  |  | Percentage of Steel by Formula
| Descriptions |  | Area | Unit |  |  |  | S.No | Description | Concrete Qtty in Cft | Steel Qtty in Ton | %age of Steel | Steel Qtty in Lbs | Steel Qtty in Ton | %age of Steel by
| Plot Area |  |  | Sft |  |  |  | 1 | Substructure | #REF! | 0 | #REF! | #REF! | #REF! | #REF!
| Basement Floor |  |  | Sft |  |  |  | 2 | Ground Floor | #REF! | 0 | #REF! | #REF! | #REF! | #REF!
| Ground Floor |  | 2458.06 | Sft |  |  |  | 3 | First Floor
| First Floor |  |  | Sft |  |  |  | 4 | Second Floor
| Second Floor |  |  | Sft |  |  |  | 5 | Top Roof
| Mumty Slab |  |  | Sft |  |  |  |  | Total | #REF! | 0 | #REF! | #REF! | #REF! | #REF!
| Toat Covered Area |  | 2458.06 | Sft | 0 | 2458.06 | 614.515 |  |  |  | 0
PSG-083 Panian 2 District Haripur
COST PER SFT
S.No | Descriptions | No's | S.I Rs. | N.S.I Rs. | Covered Area Sft | Cost Per Sft | Total Amount Rs.
1 | Civil Works | #REF! | 0 | 0 | 2458.06 | 0 | 0 | 0
2 | Internal Electrification | #REF! | 0 | 0 | 2458.06 | 0 | 0 | 0 |  | 0 | 0
3 | #REF! | #REF! | #REF! | 0 | 2458.06 | #REF! | #REF! | #REF!
4 | #REF! | #REF! | 322558 | 282000 | 2458.06 | 245.9492 | 604558 | 0.60456
5 | Boundary Wall | #REF! | 0 | 0 | #REF! | #REF! | 0 | 0
| TOTAL COST Rs. |  | #REF! | 282000 |  | #REF! | #REF! | #REF!
| Add 3% Location Cost Factor on (S.I) |  | #REF! | --- |  |  | #REF! | #REF!
| GRAND TOTAL COST Rs. |  | #REF! | 282000 |  |  | #REF! | #REF!
| In Million |  | #REF! | 0.282 | #REF! |  | #REF! | #REF!

## MRS 2022bi (hidden)
GOVERNMENT OF KHYBER PAKHTUNKHWA
MRS CELL COMMUNICATION & WORKS DEPARTMENT
Draft MRS 2nd Bi annual 2022
MARKET RATE SYSTEM - 2022
Item Code | Description | Rate (British System) |  |  | Rate (Metric System) |  |  | Spec. No. | Remarks
|  | Unit | Labour | Composite | Unit | Labour | Composite
01-01-a | Carriage of 100 cft / 5 tonne of all materials by truck or other means 1st 30 meter | 164 Rft | 0 | 120.66 | 50 Meter | 0 | 120.66 | 1 , 1.5
01-01-b | Carriage of 100 cft / 5 tonne of all materials by truck or other means 2nd 30 meter | 164 Rft | 0 | 23 | 50 Meter | 0 | 23 | 1 , 1.5
01-01-c | Carriage of 100 cft / 5 tonne of all materials by truck or other means 3rd to 12th 30 meter | 164 Rft | 0 | 14.88 | 50 Meter | 0 | 14.88 | 1 , 1.5
01-01-d | Carriage of 100 cft / 5 tonne of all materials by truck or other means 1st 1/4 mile | 800 Rft | 0 | 66.98 | 250 meter | 0 | 66.98 | 1 , 1.5
01-01-e | Carriage of 100 cft / 5 tonne of all materials by truck or other means 2nd and subsequent 1/4 mile upto 1 mile (1.6 km) | 0.6 Mile | 0 | 214.48 | 1 Km | 0 | 214.48 | 1 , 1.5
01-01-f | Carriage of 100 cft / 5 tonne of all materials by truck or other means 2nd mile (1.61 -3.2 km) | 1 Mile | 0 | 141.41 | 1.61 km | 0 | 141.41 | 1 , 1.5
01-01-g | Carriage of 100 cft / 5 tonne of all materials by truck or other means 3rd mile (3.21-4.8 km) | 1 Mile | 0 | 117.5 | 1.61 km | 0 | 117.5 | 1 , 1.5
01-01-h | Carriage of 100 cft / 5 tonne of all materials by truck or other means 4th mile (4.81-6.4 km) | 1 Mile | 0 | 71.72 | 1.61 km | 0 | 71.72 | 1 , 1.5
01-02-a | Carriage of 1000 Nos. bricks or load upto 3 tonne by truck etc : 1st 30 meter | 164 Rft | 0 | 81.62 | 50 Meter | 0 | 81.62 | 1 , 1.5
01-02-b | Carriage of 1000 Nos. bricks or load upto 3 tonne by truck etc : 2nd 30 meter | 164 Rft | 0 | 17.51 | 50 Meter | 0 | 17.51 | 1 , 1.5
01-02-c | Carriage of 1000 Nos. bricks or load upto 3 tonne by truck etc : 3rd to 12th 30 meter | 164 Rft | 0 | 11.67 | 50 Meter | 0 | 11.67 | 1 , 1.5
01-02-d | Carriage of 1000 Nos. bricks or load upto 3 tonne by truck etc : 1st 1/4 mile (400 m) | 800 Rft | 0 | 58.37 | 250 meter | 0 | 58.37 | 1 , 1.5
01-02-e | Carriage of 1000 Nos. bricks or load upto 3 tonne by truck etc : 2nd and subsequent 1/4 mile (400 m) upto 1 mile (1.6 km) | 0.6 Mile | 0 | 175.02 | 1 km | 0 | 175.02 | 1 , 1.5
01-02-f | Carriage of 1000 Nos. bricks or load upto 3 tonne by truck etc : 2nd mile (1.61 -3.2 km) | 1 Mile | 0 | 112.61 | 1.61 km | 0 | 112.61 | 1 , 1.5
01-02-g | Carriage of 1000 Nos. bricks or load upto 3 tonne by truck etc : 3rd mile (3.21-4.8 km) | 1 Mile | 0 | 93.89 | 1.61 km | 0 | 93.89 | 1 , 1.5
01-02-h | Carriage of 1000 Nos. bricks or load upto 3 tonne by truck etc : 4th mile (4.81-6.4 km) | 1 Mile | 0 | 56.34 | 1.61 km | 0 | 56.34 | 1 , 1.5
01-03-a | Carriage of 100 nos, 50 kg cement bags : 1st 30 meter | 164 Rft | 0 | 121.79 | 50 Meter | 0 | 121.79 | 1 , 1.5
01-03-b | Carriage of 100 nos, 50 kg cement bags : 2nd 30 meter | 164 Rft | 0 | 26.11 | 50 Meter | 0 | 26.11 | 1 , 1.5
01-03-c | Carriage of 100 nos, 50 kg cement bags : 3rd to 12th 30 meter | 164 Rft | 0 | 16.98 | 50 Meter | 0 | 16.98 | 1 , 1.5
01-03-d | Carriage of 100 nos, 50 kg cement bags : 1st 1/4 mile | 800 Rft | 0 | 76.31 | 250 meter | 0 | 76.31 | 1 , 1.5
01-03-e | Carriage of 100 nos, 50 kg cement bags : 2nd and subsequent 1/4 mile (400 m) upto 1 mile (1.6 km) | 0.6 Mile | 0 | 229.18 | 1 km | 0 | 229.18 | 1 , 1.5
01-03-f | Carriage of 100 nos, 50 kg cement bags : 2nd mile (1.61 -3.2 km) | 1 Mile | 0 | 147.58 | 1.61 km | 0 | 147.58 | 1 , 1.5
01-03-g | Carriage of 100 nos, 50 kg cement bags : 3rd mile (3.21-4.8 km) | 1 Mile | 0 | 122.95 | 1.61 km | 0 | 122.95 | 1 , 1.5
01-03-h | Carriage of 100 nos, 50 kg cement bags : 4th mile (4.81-6.4 km) | 1 Mile | 0 | 73.7 | 1.61 km | 0 | 73.7 | 1 , 1.5
01-04-a | Carriage of bitumen, tar or other lubricants in drums : 1st mile ( 1st 1.6 km) | 164 Rft | 0 | 22.55 | 50 Meter | 0 | 22.55 | 1 , 1.5
01-04-b | Carriage of bitumen, tar or other lubricants in drums : 2nd mile (1.6-3.2 km). | 164 Rft | 0 | 4.89 | 50 Meter | 0 | 4.89 | 1 , 1.5
01-04-c | Carriage of bitumen, tar or other lubricants in drums : 3rd & subsequent mile (3.2 km and beyond) | 164 Rft | 0 | 3.24 | 50 Meter | 0 | 3.24 | 1 , 1.5
01-04-d | Carriage of bitumen , tar or other lubricansts in drums - one tonne : 250 -1000 Meter | 800 Rft | 0 | 16.48 | 250 meter | 0 | 16.48 | 1 , 1.5
01-04-e | Carriage of bitumen , tar or other lubricansts in drums - one tonne : 2nd Km or corresponding distance in miles | 0.6 Mile | 0 | 48.8 | 1 km | 0 | 48.8 | 1 , 1.5
01-04-f | Carriage of bitumen , tar or other lubricansts in drums - one tonne: 3rd to 5th Kilometer or corresponding distance in miles | 1 Mile | 0 | 31.53 | 1.61 km | 0 | 31.53 | 1 , 1.5
01-04-g | Carriage of bitumen , tar or other lubricansts in drums - one tonne : 6th to 10th Kilometer or corresponding distance in miles | 1 Mile | 0 | 26.12 | 1.61 km | 0 | 26.12 | 1 , 1.5
01-04-h | Carriage of bitumen , tar or other lubricansts in drums : beyond 10th Kilometer or corresponding distance in miles | 1 Mile | 0 | 15.65 | 1.61 km | 0 | 15.65 | 1 , 1.5
01-05-a | Carriage of 100cft of sarkanda, pilchi, frash etc by road or boat : 1st 50 meter | 164 Rft | 0 | 43.41 | 50 Meter | 0 | 43.41 | 1 , 1.5
01-05-b | Carriage of 100cft of sarkanda, pilchi, frash etc by road or boat : 2nd 50 meter | 164 Rft | 0 | 13.02 | 50 Meter | 0 | 13.02 | 1 , 1.5
01-05-c | Carriage of 100cft of sarkanda, pichi, frash etc by road or boat : 3rd to 5th kilometer | 164 Rft | 0 | 7.82 | 50 Meter | 0 | 7.82 | 1 , 1.5
01-05-d | Carriage of 100cft of sarkanda, pilchi, frash etc by road or boat : 250 to 1000 meter | 800 Rft | 0 | 27.36 | 250 meter | 0 | 27.36 | 1 , 1.5
01-05-e | Carriage of 100cft of sarkanda, pichi, frash etc by road or boat : 1st kilometer | 0.6 Mile | 0 | 87.53 | 1 km | 0 | 87.53 | 1 , 1.5
01-05-f | Carriage of 100cft of sarkanda, pilchi, frash etc by road or boat : 2nd - 5th kilometer | 1 Mile | 0 | 56.39 | 1.61 km | 0 | 56.39 | 1 , 1.5
01-05-g | Carriage of 100cft of sarkanda, pilchi, frash etc by road or boat : 6th - 10th kilometer | 1 Mile | 0 | 39.43 | 1.61 km | 0 | 39.43 | 1 , 1.5
01-05-h | Carriage of 100cft of sarkanda, pilchi, frash etc by road or boat : 11th & subsequent kilometer | 1 Mile | 0 | 33.46 | 1.61 km | 0 | 33.46 | 1 , 1.5
01-06-a | Carriage of small consignments upto 250kg 1st 50 meter | 164 Rft | 0 | 7.5 | 50 Meter | 0 | 7.5 | 1 , 1.5
01-06-b | Carriage of small consigmnments upto 250 kg 2nd 50 meter | 164 Rft | 0 | 2.25 | 50 Meter | 0 | 2.25 | 1 , 1.5
01-06-c | Carriage of small consignments upto 250 kg 3rd to 5th 50 meters | 164 Rft | 0 | 1.35 | 50 Meter | 0 | 1.35 | 1 , 1.5
01-06-d | Carriage of small consignments upto 250 kg 250 -1000 meter | 800 Rft | 0 | 4.72 | 250 meter | 0 | 4.72 | 1 , 1.5
01-06-e | Carriage of small consignments upto 250 kg 1st kilometer | 0.6 Mile | 0 | 15.13 | 1 km | 0 | 15.13 | 1 , 1.5
01-06-f | Carriage of small consignments upto 250 kg 2nd to 5th kilometer | 1 Mile | 0 | 9.74 | 1.61 km | 0 | 9.74 | 1 , 1.5
01-06-g | Carriage of small consignments upto 250 kg 6th to 10th kilometer | 1 Mile | 0 | 6.83 | 1.61 km | 0 | 6.83 | 1 , 1.5
01-06-h | Carriage of small consignments upto 250 kg 11th & subsequent kilometer | 1 Mile | 0 | 5.79 | 1.61 km | 0 | 5.79 | 1 , 1.5
01-07-a | Carriage of consignments (odd job) Coolie load | 1 Mile | 160.29 | 160.29 | 1.61 km | 160.29 | 160.29 | 1 , 1.4
01-07-b | Carriage of consignments (odd job) Donkey load | 1 Mile | 0 | 64.82 | 1.61 km | 0 | 64.82 | 1 , 1.4
01-07-c | Carriage of consignments (odd job) Cart Load | 1 Mile | 0 | 59.45 | 1.61 km | 0 | 59.45 | 1 , 1.4
01-07-d | Carriage of consignments (odd job) Camel load | 1 Mile | 0 | 146.65 | 1.61 km | 0 | 146.65 | 1 , 1.4
01-08-a | Hire Charges of Truck | Day | 0 | 12888.72 | Day | 0 | 12888.72 | 0
01-08-b | Hire charges of Tractor with trolley | Day | 0 | 10089.36 | Day | 0 | 10089.36 | 1.8
01-08-c | Hire charges of Tractor without trolley | Day | 0 | 9493.43 | Day | 0 | 9493.43 | 1.8
01-08-d | Hire charges of Tractor with trolly for one trip including loading, unloading and haulage 10-20 Kms | 1 Trip | 0 | 4414.1 | 1 trip | 0 | 4414.1 | 0
01-08-e | Hire charges of Tractor with trolly for one trip including loading, unloading and haulage 5 to 10 KMs | 1 Trip | 0 | 3152.93 | 1 trip | 0 | 3152.93 | 0
01-08-f | Hire charges of Tractor with trolly for one trip including loading, unloading and haulage upto 4 Kms | 1Trip | 0 | 2207.05 | 1 trip | 0 | 2207.05 | 0
01-09-a | Hand shunting loaded railway wagons Upto 500 meter | Each | 1494 | 1494 | Each | 1494 | 1494 | 1.1
01-09-b | Hand shunting loaded railway wagons Upto 1 kilometer | Each | 2241 | 2241 | Each | 2241 | 2241 | 1.1
01-09-c | Hand shunting loaded railway wagons Upto 2 kilometer | Each | 2739 | 2739 | Each | 2739 | 2739 | 1.1
01-09-d | Hand shunting loaded railway wagons 3rd & subsequent kilometer | Each | 1245 | 1245 | Each | 1245 | 1245 | 1.1
01-10-a | Hand shunting empty railway wagons Upto 500 meter | Each | 747 | 747 | Each | 747 | 747 | 1.1
01-10-b | Hand shunting empty railway wagons Upto 1 kilometer | Each | 1120.5 | 1120.5 | Each | 1120.5 | 1120.5 | 1.1
01-10-c | Hand shunting empty railway wagons Upto 2 kilometer | Each | 1369.5 | 1369.5 | Each | 1369.5 | 1369.5 | 1.1
01-10-d | Hand shunting empty railway wagons 3rd & subsequent kilometer | Each | 622.5 | 622.5 | Each | 622.5 | 622.5 | 1.1
02-01 | Load into or unload from railway wagons within 30m shingle, sand, ballast, tiles, etc, laid & stacked | 100 cft | 996 | 996 | m3 | 351.73 | 351.73 | 2.1, 2.2 ,
02-02-a | Load into or unload from railway wagons within 30m laid & stacked : Bricks 10" size | 1000 No. | 996 | 996 | 1000 No. | 996 | 996 | 2.1, 2.2 ,
02-02-b | Load into or unload from railway wagons within 30m laid & stacked : Bricks 9" or smaller size | 1000 No. | 796.8 | 796.8 | 1000 No. | 796.8 | 796.8 | 2.1, 2.2 ,
02-03 | Load into or unload from railway wagons, cement in bags and stacking within 30m. | 100 No. | 996 | 996 | 100 No. | 996 | 996 | 2.1, 2.2 ,
02-04 | Load into or unload from railway wagons, empty cement bags and stacking | 1000 No. | 95.62 | 95.62 | 1000 No. | 95.62 | 95.62 | 2.1, 2.2 ,
02-05 | Load into or unload from railway wagons and stacking white lime in bags | Tonne | 149.4 | 149.4 | Tonne | 149.4 | 149.4 | 2.1, 2.2 ,
02-06 | Load into or unload from railway wagons structural steel, RS joists, rails, rail fastenings etc | Tonne | 478.08 | 478.08 | Tonne | 478.08 | 478.08 | 2.1, 2.2 ,
02-07 | Load into or unload from 45 gallon drums full, into or from railway wagons,lead upto 30m | Each | 59.76 | 59.76 | Each | 59.76 | 59.76 | 2.1, 2.2 ,
02-08 | Loading or unloading packages of all sorts upto 50 Kg | Each | 29.88 | 29.88 | Each | 29.88 | 29.88 | 2.1, 2.2 ,
02-09-a | Load or unload sleepers other than wooden, incl stacking, lead upto 30m : Broad gauge | 100 No. | 1992 | 1992 | 100 No. | 1992 | 1992 | 2.1, 2.2 ,
02-09-b | Load or unload sleepers other than wooden, including stacking, lead upto 30m : Metre gauge | 100 No. | 996 | 996 | 100 No. | 996 | 996 | 2.1, 2.2 ,
02-10 | Load or unload timber logs or shuttering into or from railway wagons, including stacking within 30m | Tonne | 249 | 249 | Tonne | 249 | 249 | 2.1, 2.2 ,
02-11 | Loading or unloading bhoosa in railway wagons lead upto 30m. | Tonne | 910.74 | 910.74 | Tonne | 910.74 | 910.74 | 2.1, 2.2 ,
02-12 | Load or unload timber scrap or wooden plugs into or from railway wagons & stacking within 30m | Tonne | 398.4 | 398.4 | Tonne | 398.4 | 398.4 | 2.1, 2.2 ,
02-13 | Load or unload pitching stone/spawl from railway wagons of any guage including clearing 1.5m away | 100 cft | 294.82 | 294.82 | m3 | 104.11 | 104.11 | 2.1, 2.2 ,
02-14 | Loading or unloading building stone including clearing away 1.5m from rails | 100 cft | 382.46 | 382.46 | m3 | 135.07 | 135.07 | 2.1, 2.2 ,
02-15-a | Unloading oil,bitumen or tar etc : Crude Oil (to be pumped from tank wagon into tank) | 1000 Ltr | 0 | 45.56 | 1000 Ltr | 0 | 45.56 | 2.1, 2.2 ,
02-15-b | Unloading oil,bitumen or tar etc Crude oil (drained by gravity) | 1000 Ltr | 219.12 | 219.12 | 1000 Ltr | 219.12 | 219.12 | 2.1, 2.2 ,
02-15-c | Unloading oil,bitumen or tar etc Crude oil materials from railway wagons | Tonne | 56.77 | 56.77 | Tonne | 56.77 | 56.77 | 2.1, 2.2 ,
02-15-d | Unloading oil, bitumen or tar etc : Fuel Oil from tank into empty drums including stacking within 30m | Tonne | 354.58 | 354.58 | Tonne | 354.58 | 354.58 | 2.1, 2.2 ,
02-15-e | Unloading oil,bitumen or tar etc Petrol (2 gallon tin) | 100 No. | 501.98 | 501.98 | 100 No. | 501.98 | 501.98 | 2.1, 2.2 ,
02-15-f | Unloading oil, bitumen or tar etc Kerosine oil (4 gallon tin) | 100 No. | 996 | 996 | 100 No. | 996 | 996 | 2.1, 2.2 ,
02-15-g | Unloading oil,bitumen or tar etc Tar & Bitumen in drums with carriage upto 1 km | 100 No. | 0 | 243 | 100 No. | 0 | 243 | 2.1, 2.2 ,
02-16-a | Unloading and stacking within 30m. lead Stone, spawl, brick bats, shingle, sand, lime etc | 100 cft | 398.4 | 398.4 | m3 | 140.69 | 140.69 | 2.1, 2.2 ,
02-16-b | Unloading and stacking within 30m. lead Bricks | 1000 No. | 1062.73 | 1062.73 | 1000 No. | 1062.73 | 1062.73 | 2.1, 2.2 ,
02-16-c | Unloading and stacking within 30m. lead Broad gauge wooden sleepers | 100 No. | 637.44 | 637.44 | 100 No. | 637.44 | 637.44 | 2.1, 2.2 ,
02-16-d | Unloading and stacking within 30m. lead Metre gauge or narrow guage wooden sleepers | 100 No. | 379.48 | 379.48 | 100 No. | 379.48 | 379.48 | 2.1, 2.2 ,
02-16-e | Unloading and stacking within 30m. lead Rails, girders, pipes, cement etc. | Tonne | 177.09 | 177.09 | Tonne | 177.09 | 177.09 | 2.1, 2.2 ,
02-16-f | Unloading and stacking within 30m. lead Bridge and crossing timbers, etc. | 100 No. | 2124.77 | 2124.77 | 100 No. | 2124.77 | 2124.77 | 2.1, 2.2 ,
02-17 | Load into wagons girders, rails, MS bars, pipes etc. including 30m lead & stacking inside wagons | Tonne | 398.4 | 398.4 | Tonne | 398.4 | 398.4 | 2.1
02-18 | Unload from wagons girders, rails, MS bars, girder etc. including 30m lead but excluding stacking | Tonne | 227.69 | 227.69 | Tonne | 227.69 | 227.69 | 2.2
02-19 | Load into wagons wooden broad guage sleepers including 30m lead & stacking | 100 No. | 1593.6 | 1593.6 | 100 No. | 1593.6 | 1593.6 | 2.1
02-20 | Unload wooden broad gauge sleepers from wagons including 30m lead and stacking | 100 No. | 758.85 | 758.85 | 100 No. | 758.85 | 758.85 | 2.2
02-21 | Loading metre gauge or narrow guage wooden sleepers including 30m lead & stack inside wagons | 100 No. | 796.8 | 796.8 | 100 No. | 796.8 | 796.8 | 2.1
02-22 | Unloading metre gauge or narrow guage wooden sleepers including 30m lead but excluding stacking | 100 No. | 419.42 | 419.42 | 100 No. | 419.42 | 419.42 | 2.2
02-23 | Loading bridge and crossing timber including 30m lead & stacking | 100 No. | 3187.2 | 3187.2 | 100 No. | 3187.2 | 3187.2 | 2.1
02-24 | Unloading bridge and crossing timbers including 30m lead but excluding stacking | 100 No. | 1593.6 | 1593.6 | 100 No. | 1593.6 | 1593.6 | 2.1 , 2.2
02-25 | Load and unload bitumen, asphalt, tar in drums, into or from railway wagons, lead upto 30m | Tonne | 239.04 | 239.04 | Tonne | 239.04 | 239.04 | 2.1, 2.2 ,
03-01-a | Earth excavation undressed upto single throw of kassi phaorah or shovel etc : in ashes, sand, soft soil or silt clearance | 1000 Cft | 3735 | 3735 | m3 | 131.9 | 131.9 | 3.2.4.1 ,
03-01-b | Earth excavation undressed upto single throw of kassi phaorah or shove etc : in ordinary soil, | 1000 Cft | 4482 | 4482 | m3 | 158.28 | 158.28 | 3.2.4.1
03-02-a | Earth excavation in ashes, sand & soft soil or silt clearance, undressed lead upto 15m. | 1000 Cft | 5497.92 | 5497.92 | m3 | 194.16 | 194.16 | 3.2.4.1 ,
03-02-b | Earth excavation in ashes, sand, shingle & soft soil or silt clearance by mechanical means undressed lead upto 15m. | 1000 Cft | 0 | 3032.64 | m3 | 0 | 107.1 | 3.2.4.1 ,
03-03-a | Excavate Unsuitable Common Material | 1000 Cft | 0 | 6191.17 | m3 | 0 | 218.64 | 3.9.5
03-03-b | Excavate Unsuitable Hard Rock Material | 1000 Cft | 0 | 15624.7 | m3 | 0 | 551.78 | 3.9.5
03-03-c | Excavate Unsuitable Medium Rock Material | 1000 Cft | 0 | 10243.38 | m3 | 0 | 361.74 | 3.9.5
03-03-d | Excavate Unsuitable Soft Material | 1000 Cft | 0 | 6493.04 | m3 | 0 | 229.3 | 3.9.5
03-03-e | Excavate Surplus Common Material | 1000 Cft | 0 | 5650.29 | m3 | 0 | 199.54 | 3.9.5
03-03-f | Excavate Surplus Hard Rock Material | 1000 Cft | 0 | 16339.12 | m3 | 0 | 577.01 | 3.9.5
03-03-g | Excavate Surplus Medium Rock Material | 1000 Cft | 0 | 13861.45 | m3 | 0 | 489.51 | 3.9.5
03-03-h | Excavate Surplus Soft Rock Material | 1000 Cft | 0 | 10686.22 | m3 | 0 | 377.38 | 3.9.5
03-04-a | Bed clearance and dressing slopes of drains including removing of weeds and roots etc. Excavated material undressed within 15m | 1000 Cft | 5577.6 | 5577.6 | m3 | 196.97 | 196.97 | 3.7
03-04-b | Bed clearance and dressing slopes of drains including removing of weeds and roots etc. Excavated material dressed within 15m lead | 1000 Cft | 6015.84 | 6015.84 | m3 | 212.45 | 212.45 | 3.7
03-05-a | Borrowpit excavation undressed lead upto 30m in Ordinary soil | 1000 Cft | 0 | 8048.37 | m3 | 0 | 284.23 | 3.2.1.2
03-05-b | Borrowpit excavation undressed lead upto 30m in Hard soil | 1000 Cft | 0 | 9711.16 | m3 | 0 | 342.95 | 3.2.1.2
03-05-c | Borrowpit excavation undressed lead upto 30m in shingle/gravel formation | 1000 Cft | 0 | 13828.91 | m3 | 0 | 488.36 | 3.2.1.2
03-06-a | Embankment formation in ordinary soil & compaction by mechanical means at optimum moistures content to 95% to 100% max. modified. AASHTO dry density (borrow area). | 1000 Cft | 2112.76 | 14014.5 | m3 | 74.61 | 494.92 | 3.3.1 ,
03-06-b | Embankment formation in ordinary soil & compaction by mechanical means at optimum moistures content to 90% max. modified AASHTO dry density (borrow area). | 1000 Cft | 2112.76 | 12913.08 | m3 | 74.61 | 456.02 | 3.3.1 ,
03-06-c | Embankment formation in ordinary soil & compaction by mechanical means at optimum moistures content to 85% max. modified AASHTO dry density (borrow area). | 1000 Cft | 2112.76 | 11811.66 | m3 | 74.61 | 417.13 | 3.3.1 ,
03-07-a | Earth fill in lawns including dressing & compaction with earth available from cutting/excavation | 1000 Cft | 4855.5 | 4855.5 | m3 | 171.47 | 171.47 | 3.15
03-07-b | Earth fill in lawns including dressing & compaction with suitable earth borrowed. | 1000 Cft | 9368.63 | 9368.63 | m3 | 330.85 | 330.85 | 3.15
03-08 | Furnishing And Planting Of Trees Including Maintenance For 2 Years | Each | 266.83 | 1068.77 | Each | 266.83 | 1068.77 | 3.15
03-09-a | Earth excavation in open cut upto 1.5m depth for drains etc & disposal : in Ordinary Soil | 1000 Cft | 0 | 8281.68 | m3 | 0 | 292.46 | 3.2.4,
03-09-b | Earth excavation in open cut upto 1.5m depth for drains etc & disposal : in Hard Soil | 1000 Cft | 0 | 10183.56 | m3 | 0 | 359.63 | 3.2.4,
03-09-c | Earth excavation in open cut upto 1.5m depth for drains etc & disposal : in Very hard Soil | 1000 Cft | 0 | 11432.94 | m3 | 0 | 403.75 | 3.2.4,
03-09-d | Earth excavation in open cut upto 1.5m depth for drains etc & disposal : in Gravel & shingle | 1000 Cft | 0 | 13139.15 | m3 | 0 | 464.01 | 3.2.4,
03-10-a | Earth excavation in open cut 1.5m - 3m depth for Surface Water Drains etc & disposal : in Ordinary Soil | 1000 Cft | 0 | 8282.14 | m3 | 0 | 292.48 | 3.2.4,
03-10-b | Earth excavation in open cut 1.5m - 3m depth for Surface Water Drains etc & disposal : in Hard Soil | 1000 Cft | 0 | 10183.56 | m3 | 0 | 359.63 | 3.2.4 ,
03-10-c | Earth excavation in open cut 1.5m - 3m depth for Surface Water Drains etc & disposal : in Very Hard Soil | 1000 Cft | 0 | 11336.16 | m3 | 0 | 400.33 | 3.2.4,
03-10-d | Earth excavation in open cut 1.5m - 3m depth for drains etc & disposal : in Gravel & shingle | 1000 Cft | 0 | 12488.77 | m3 | 0 | 441.04 | 3.2.4,
03-11-a | Excavation in shingle or gravel formation & rock not requiring blast, undressed, 50m lead : Dry | 1000 Cft | 0 | 7926.85 | m3 | 0 | 279.93 | 3.2
03-11-b | Excavation in shingle or gravel formation & rock not requiring blast, undressed, 50m lead : Wet | 1000 Cft | 0 | 10567.58 | m3 | 0 | 373.19 | 3.2
03-11-c | Excavation in shingle or gravel formation & rock not req. blast, undressed, 50m lead : in Flowing Water | 1000 Cft | 0 | 13211.11 | m3 | 0 | 466.55 | 3.2
03-12-a | Earth excavation in irrigation channels/drains & disposal upto 25m. & dressing : in Ordinary Soil | 1000 Cft | 7968 | 7968 | m3 | 281.39 | 281.39 | 3.2 , 3.6
03-12-b | Earth excavation in irrigation channels/drains & disposal upto 25m. & dressing : in Hard Soil | 1000 Cft | 9561.6 | 9561.6 | m3 | 337.67 | 337.67 | 3.2 , 3.6
03-12-c | Earth excavation in irrigation channels/drains & disposal upto 25m. & dressing : in Very Hard Soil | 1000 Cft | 11254.8 | 11254.8 | m3 | 397.46 | 397.46 | 3.2 , 3.6
03-12-d | Earth excavation in irrigation channels/drains & disposal upto 25m. & dressing : in Shingle/Gravel | 1000 Cft | 20916 | 20916 | m3 | 738.64 | 738.64 | 3.2 , 3.6
03-13-a | Rock Excavation, dressing & disposal up to 50m Soft Rock, slate, shale, schist or lateriate | 1000 Cft | 25273.5 | 25273.5 | m3 | 892.53 | 892.53 | 3.2.4 ,
03-13-b | Rock Excavation, dressing & disposal up to 50m Medium hard rock, requiring occasional blasting | 1000 Cft | 29523.93 | 30595.56 | m3 | 1042.63 | 1080.47 | 3.2.4 ,
03-14-a | Excavation in hard rock requiring blasting and disposal upto 25m & dressing : Grade I | 1000 Cft | 0 | 15483.78 | m3 | 0 | 546.81 | 3.2.4 ,
03-14-b | Excavation in hard rock requiring blasting and disposal upto 25m & dressing : Grade II | 1000 Cft | 0 | 17265.81 | m3 | 0 | 609.74 | 3.2.4 ,
03-14-c | Excavation in hard rock requiring blasting and disposal upto 25m & dressing : Grade III | 1000 Cft | 0 | 18471.88 | m3 | 0 | 652.33 | 3.2.4 ,
03-14-d | Excavation in hard rock requiring blasting and disposal upto 25m & dressing : Grade IV | 1000 Cft | 0 | 19317.96 | m3 | 0 | 682.21 | 3.2.4 ,
03-14-e | Excavation in hard rock requiring blasting and disposal upto 25m & dressing : Grade V | 1000 Cft | 0 | 20213.02 | m3 | 0 | 713.82 | 3.2.4 ,
03-14-f | Excavation in hard rock requiring blasting and disposal upto 25m & dressing : Grade VI | 1000 Cft | 0 | 21161.57 | m3 | 0 | 747.31 | 3.2.4 ,
03-15-a | Excavation in hard rock requiring blasting but blasting prohibited, dispose & dress within 25 m : Grade I | 1000 Cft | 19433.75 | 19433.75 | m3 | 686.3 | 686.3 | 3.2.4 ,
03-15-b | Excavation in hard rock requiring blasting where blasting prohibited, dispose & dress within 25 m : Grade II | 1000 Cft | 24292.19 | 24292.19 | m3 | 857.87 | 857.87 | 3.2.4 ,
03-15-c | Excavation in hard rock requiring blasting where blasting prohibited, dispose & dress within 25 m: Grade III | 1000 Cft | 30365.11 | 30365.11 | m3 | 1072.33 | 1072.33 | 3.2.4 ,
03-15-d | Excavation in hard rock requiring blasting where blasting prohibited, dispose & dress within 25 m: Grade IV | 1000 Cft | 34919.73 | 34919.73 | m3 | 1233.18 | 1233.18 | 3.2.4 ,
03-15-e | Excavation in hard rock requiring blasting where blasting prohibited, dispose & dress within 25 m: Grade V | 1000 Cft | 38411.62 | 38411.63 | m3 | 1356.49 | 1356.5 | 3.2.4 ,
03-15-f | Excavation in hard rock requiring blasting where blasting prohibited, dispose & dress within 25 m: Grade VI | 1000 Cft | 42253.11 | 42253.11 | m3 | 1492.16 | 1492.16 | 3.2.4 ,
03-16-a | Rehandling of earthwork Lead upto a single throw of kassi, shovel, phaorah | 1000 Cft | 2490 | 2490 | m3 | 87.93 | 87.93 | 3.2 , 3.13
03-16-b | Rehandling of earthwork upto a lead of 25 m. | 1000 Cft | 3486 | 3486 | m3 | 123.11 | 123.11 | 3.2 , 3.13
03-17 | Rehandling of gravel work or excavated rock, lead upto 25m. | 1000 Cft | 9960 | 9960 | m3 | 351.73 | 351.73 | 3.2 , 3.13
03-18-a | Filling, watering and ramming earth under floor with surplus earth from foundation, etc | 1000 Cft | 2980.03 | 2980.03 | m3 | 105.24 | 105.24 | 3.10 ,
03-18-b | Selected Fill Material under Footings | 100 Cft | 1743 | 6916.88 | m3 | 615.54 | 2442.67 | 3.2.5
03-18-c | Provide and Fill River Bed Filter Material For Widening Portion. | 100 Cft | 2925.75 | 3754.38 | m3 | 1033.22 | 1325.85 | 3.2.5
03-18-d | Filling, watering and ramming earth under floor with earth excavated from outside lead upto 30m | 1000 Cft | 2988 | 12001.01 | m3 | 105.52 | 423.81 | 3.10 ,
03-19-a | Extra for every 15 m extra lead or part thereof for earthwork soft, ordinary, hard & very hard | 1000 Cft | 169.32 | 169.32 | m3 | 5.98 | 5.98 | 0
03-19-b | Extra for every 15 m extra lead or part thereof for gravel, shingle or rock. | 1000 Cft | 197.21 | 197.21 | m3 | 6.96 | 6.96 | 0
03-20-a | Transportation of earth all types beyond 250 m and upto 500 m. | 1000 Cft | 7071.6 | 7071.6 | m3 | 249.73 | 249.73 | 1.5
03-20-b | Transportation of earth all types for every 100m extra lead beyond 500m upto 1.5 km. | 1000 Cft | 1095.6 | 1095.6 | m3 | 38.69 | 38.69 | 1.5
03-20-c | Transportation of earth all types for every 500m extra lead beyond 1.5 km. upto 8 km. | 1000 Cft | 996 | 996 | m3 | 35.17 | 35.17 | 1.5
03-20-d | Transportation of earth all types for every 1 km extra lead or part thereof beyond 8 km. | 1000 Cft | 697.2 | 697.2 | m3 | 24.62 | 24.62 | 1.5
03-21-a | Dressing & levelling earth to designed sections Ashes, sand, silt or soft soil upto cut or fill 6 inches | 1000 Cft | 318.72 | 318.72 | m3 | 11.26 | 11.26 | 3.1
03-21-b | Dressing & levelling earth to designed sections Ordinary or hard soil upto cut or fill 6 inches | 1000 Cft | 617.52 | 617.52 | m3 | 21.81 | 21.81 | 3.1
03-21-c | Dressing & levelling earth to designed section Gravel work or soft rock not requiring blasting upto cut or fill 6 inches | 1000 Cft | 1431.75 | 1431.75 | m3 | 50.56 | 50.56 | 3.1
03-22 | Dowel dressing | 100 Rft | 348.6 | 348.6 | m | 11.44 | 11.44 | 3.1
03-23 | Dressing slopes of banks or ground surface | 1000 Sft | 1202.87 | 1202.87 | m2 | 12.94 | 12.94 | 3.5
03-24 | Dressing of earthwork (done by machinery or otherwise & left undressed) to designed section | 1000 Sft | 1344.6 | 1344.6 | m2 | 14.47 | 14.47 | 3.1
03-25-a | Excavation in foundation of building, bridges etc complete : in sand, ashes or loose soil | 1000 Cft | 1620.49 | 5959.5 | m3 | 57.23 | 210.46 | 3.2.2 ,
03-25-b | Excavation in foundation of building, bridges etc complete : in ordinary soil | 1000 Cft | 2256.24 | 8858.06 | m3 | 79.68 | 312.82 | 3.2.2 ,
03-25-c | Excavation in foundation of building, bridges etc complete : in hard soil or soft murum | 1000 Cft | 2925.25 | 10852.11 | m3 | 103.3 | 383.24 | 3.2.2 ,
03-25-d | Excavation in foundation of building, bridges etc complete : in shingle/gravel | 1000 Cft | 3177.24 | 11925.24 | m3 | 112.2 | 421.14 | 3.2.2 ,
03-26 | Cutting hard rock such as granite, ballast, hard lime etc with chisels/hammers for small foundation | 1000 Cft | 59262 | 79452.75 | m3 | 2092.82 | 2805.85 | 3.2.4 ,
03-27 | Extra for excavaton requiring shoring | 1000 Cft | 1462.88 | 2191.88 | m3 | 51.66 | 77.41 | 0
03-28-a | Mixing & moistening of earthwork to OMC in layers for compaction etc complete | 1000 Cft | 932.26 | 932.26 | m3 | 32.92 | 32.92 | 3.10.2
03-28-b-01 | Compaction by rolling with animal driven roller or hand rammed : Soft or sandy soil | 1000 Cft | 1743 | 1743 | m3 | 61.55 | 61.55 | 3.10.2
03-28-b-02 | Compaction by rolling with animal driven roller or hand rammed : Ordinary soil | 1000 Cft | 2054.25 | 2054.25 | m3 | 72.55 | 72.55 | 3.10.2
03-28-b-03 | Compaction by rolling with animal driven roller or hand rammed : Hard soil | 1000 Cft | 2289.31 | 2289.31 | m3 | 80.85 | 80.85 | 3.10.2
03-28-b-04 | Compaction by rolling with animal driven roller or hand rammed : Admixture of shingle | 1000 Cft | 2601.8 | 2601.8 | m3 | 91.88 | 91.88 | 3.10.2
03-28-c | Ramming earthwork (all types of soil) | 1000 Cft | 1494 | 1494 | m3 | 52.76 | 52.76 | 3.10.2
03-28-d | Ramming earthwork behind retaining wall | 1000 Cft | 1992 | 1992 | m3 | 70.35 | 70.35 | 3.10.2
03-29-a | Compaction of earth with power road roller 95% to 100% max. mod. AASHTO dry density | 1000 Cft | 4295.25 | 8435.36 | m3 | 151.69 | 297.89 | 3.9 , 3.3.3
03-29-b | Compaction of earth with power road roller 90% max. mod. AASHTO dry density | 1000 Cft | 3221.44 | 6657.46 | m3 | 113.76 | 235.11 | 3.9 , 3.3.3
03-29-c | Compaction of earth with power road roller 85% max. mod. AASHTO dry density | 1000 Cft | 2739 | 5462.84 | m3 | 96.73 | 192.92 | 3.9 , 3.3.3
03-30 | Extra for wet earthwork | 1000 Cft | 3486 | 3486 | m3 | 123.11 | 123.11 | 0
03-31 | Extra for slush or daldal including dewatering | 1000 Cft | 7977.96 | 8721.1 | m3 | 281.74 | 307.98 | 0
03-32 | Extra for puddling. | 1000 Cft | 6225 | 6225 | m3 | 219.83 | 219.83 | 0
03-33 | Earthwork on small rain water drains, along canal banks,roads, drains, etc complete | Rft | 84.56 | 84.56 | m | 277.43 | 277.43 | 3.9.6
03-34-a | Filling and Compacting Soil, Earth and Boulders behind retaining walls (Available material) | 1000 Cft | 8964 | 8964 | m3 | 316.56 | 316.56 | 16.8.13.2
03-34-b | Filling and Compacting Soil, Earth and Boulders behind retaining walls by mechanical means (Available material) | 1000 Cft | 0 | 10111.68 | m3 | 0 | 357.09 | 16.8.13.2
03-35 | Supply and spreading stone aggregate size 3/4" | 100 Cft | 1992 | 4903.46 | m3 | 703.47 | 1731.64 | 16.8.13.2
03-36 | P/L Stone soling under foundation including consolidation etc. | 100 Cft | 1938.91 | 2145.4 | m3 | 684.72 | 757.64 | 16.8.13.2
03-37 | Dag belling 75 mm deep. | 2500 Rft | 1394.4 | 1394.4 | km | 1829.92 | 1829.92 | 3.9.1.8
03-38 | Turfing slopes of banks or lawns with grass sods including ploughing, laying, setting & watering | 1000 Sft | 1992 | 8067 | m2 | 21.43 | 86.8 | 3.15
03-39-a | Berm cutting : Lead upto single throw of phaorah or shovel, without dressing | 1000 Cft | 4482 | 4482 | m3 | 158.28 | 158.28 | 16.2.6
03-39-b | Berm cutting : Upto 25 m lead (including dressing) | 1000 Cft | 6972 | 6972 | m3 | 246.21 | 246.21 | 16.2.6
03-40-a | Berm trimming both sides of channels Upto 1 m depth | Mile | 13944 | 13944 | km | 8664.64 | 8664.64 | 16.2.6
03-40-b | Berm trimming both sides of channels Over 1m to 1.5m depth | Mile | 18426 | 18426 | km | 11449.7 | 11449.7 | 16.2.6
03-40-c | Berm trimming both sides of channels Over 1.5m to 2.5m depth | Mile | 29382 | 29382 | km | 18257.63 | 18257.63 | 16.2.6
03-41 | Dressing Of Berm Without Extra Material | 1000 Cft | 31.37 | 880.17 | m3 | 1.11 | 31.08 | 16.2.6.3
03-42-a | Ploughing and levelling borrow pits Upto 1m depth | Acre | 3921.75 | 3921.75 | ha | 9690.75 | 9690.75 | 3.2.1.2
03-42-b | Ploughing and levelling borrow pits Exceeding 1m depth | Acre | 4482 | 4482 | ha | 11075.14 | 11075.14 | 3.2.1.2
03-43-a-01 | Making boundary or service roads complete in unploughed land : From 3 m to 6 m wide | 100 Rft | 1494 | 1494 | m | 49.02 | 49.02 | 3.9
03-43-a-02 | Making boundary or service roads complete in unploughed land : Over 6 m to 12 m wide | 100 Rft | 1992 | 1992 | m | 65.35 | 65.35 | 3.9
03-43-b-01 | Making boundary or service roads complete in ploughed land : From 3 m to 6m wide | 100 Rft | 1511.93 | 1511.93 | m | 49.6 | 49.6 | 3.9
03-43-b-02 | Making boundary or service roads complete in ploughed land : Over 6 m to 12 m wide | 100 Rft | 1992 | 1992 | m | 65.35 | 65.35 | 3.9
03-44-a | Earthwork by boats, Digging and loading into boats, upto 25m lead | 1000 Cft | 5976 | 5976 | m3 | 211.04 | 211.04 | 1.4 , 2.1
03-44-b | Earthwork by boats, including hire of boats Carriage by boats upto 250m. | 1000 Cft | 7843.5 | 7843.5 | m3 | 276.99 | 276.99 | 1.4 , 2.1
03-44-c | Earthwork by boats, including hiring of boats Extra for every additional 50m beyond 250m | 1000 Cft | 462.51 | 462.51 | m3 | 16.33 | 16.33 | 1.4 , 2.1
03-44-d | Earthwork by boats, Unloading earth from boats | 1000 Cft | 2784.82 | 2784.82 | m3 | 98.34 | 98.34 | 1.4 , 2.2
03-45 | Unloading earth from BG trucks and clearing 1.5m from rail | 1000 Cft | 2988 | 2988 | m3 | 105.52 | 105.52 | 2.2
03-46 | Earthwork by tramway, digging and loading in trucks, upto 25m lead | 1000 Cft | 6972 | 6972 | m3 | 246.21 | 246.21 | 2.1
03-47 | Unloading earth from BG trucks and spreading upto 5m from rail | 1000 Cft | 4482 | 4482 | m3 | 158.28 | 158.28 | 2.2
03-48 | Supplying clean and screened river or pit sand within 150m including removal of loose earth or overburden. | 1000 Cft | 4296.72 | 4296.72 | m3 | 151.74 | 151.74 | 1
03-49-a | Excavation in open cut for sewers & manhole except shingle, gravel & rock : Upto 2m | 1000 Cft | 281.97 | 10190.3 | m3 | 9.96 | 359.87 | 3.9.6
03-49-b | Excavation in open cut for sewers & manholes except shingle, gravel & rock : 2m to 5m | 1000 Cft | 360.55 | 13190.95 | m3 | 12.73 | 465.83 | 3.9.6
03-49-c | Excavation in open cut for sewers & manholes except shingle, gravel & rock : Below 5m depth | 1000 Cft | 373.5 | 14370.3 | m3 | 13.19 | 507.48 | 3.9.6
03-50-a | Trench Excavation in open cutting below water level for sewers & manholes : Upto 1.25m depth | 1000 Cft | 10707 | 19698 | m3 | 378.11 | 695.63 | 3.9.6
03-50-b | Trench Excavation in open cutting below water level for sewers & manholes : 1.25m to 2.5m depth | 1000 Cft | 13881.75 | 25788.75 | m3 | 490.23 | 910.72 | 3.9.6
03-50-c | Trench Excavation in open cutting below water level for sewers & manholes : Exceeding 2.5m depth | 1000 Cft | 19422 | 33516 | m3 | 685.88 | 1183.61 | 3.9.6
03-51 | Excavation of trench in all kinds of soils except cutting in rock for pilelines upto 1.5m depth | 1000 Cft | 7071.6 | 7071.6 | m3 | 249.73 | 249.73 | 3.10.2.3
03-52-a | Uprooting stump and removing within 50 m upto 2 m girth | Each | 0 | 622.93 | Each | 0 | 622.93 | 3.8
03-52-b | Uprooting stump and removing within 50 m above 2 m girth | Each | 0 | 910.61 | Each | 0 | 910.61 | 3.8
03-52-c | Uprooting stump and removing within 50 m upto 2 m girth including sand filling and trinches | Each | 99.6 | 1653.61 | Each | 99.6 | 1653.61 | 3.8
03-52-d | Uprooting stump and removing within 50 m above 2 m girth including sand filling and trenches | Each | 117.53 | 3023.63 | Each | 117.53 | 3023.63 | 3.8
03-53-a | Jungle clearance and removing within 50m Light Jungle | 100 Sft | 49.8 | 49.8 | m2 | 5.36 | 5.36 | 3.7.1.3
03-53-b | Jungle clearance and removing within 50m Thick Jungle | 100 Sft | 99.6 | 99.6 | m2 | 10.72 | 10.72 | 1
03-54 | Uprooting sarkanda growth & disposal within 50m | 1000 Sft | 1294.8 | 1294.8 | m2 | 13.93 | 13.93 | 3.1.4
03-55 | Stripping | 1000 Cft | 117.53 | 5306.83 | m3 | 4.15 | 187.41 | 3.7
03-56 | Ploughing 3 times | ha | 10763.03 | 10763.03 | ha | 10763.03 | 10763.03 | 3.7
03-57 | Levelling, dressing and making lawns | 1000 Sft | 3932.21 | 3932.21 | m2 | 42.31 | 42.31 | 3.15
03-58 | Turfing of lawn with Dacca Grass | 1000 Sft | 3354.03 | 13074.03 | m2 | 36.09 | 140.68 | 3.15
03-59-a | Excavation and Clearance of shingle, gravel including sand, soft soil and silt deposits in channel bed upto 25m | 1000 Cft | 18924 | 18924 | m3 | 668.3 | 668.3 | 3.2
03-59-b | Excavation and Clearance of shingle, gravel including sand, soft soil and silt deposits by mechanical means in channel bed upto 25m | 1000 Cft | 0 | 6998.4 | m3 | 0 | 247.15 | 3.2
03-60 | Clearance of site by cutting, removing all shrubs, trees, upto 6 inches (152 mm) girth, etc. and taking out their entire roots and filling the hollows with earth complete with dressing, consolidating and watering the filling including stacking the serviceable materials and disposal of useless material as directed, lead to 10 chains, cost of earth included. | 1000 Sft | 7709.04 | 7709.04 | m2 | 82.95 | 82.95 | 3.7
03-61-a | Clearance of choked up syphon including dewatering Upto 1.25m dia | 100 Ft | 9960 | 21624 | m | 326.77 | 709.45 | 3.7
03-61-b | Clearance of choked up syphon including dewatering Exceeding 1.25m dia | 100 Ft | 15537.6 | 33733.44 | m | 509.76 | 1106.74 | 3.7
03-62 | Clearing and Grubbing by mechanical means | 1000 Sft | 211.55 | 1770.47 | m2 | 2.28 | 19.05 | 3.7
03-63 | Removal of Tree : Girth 150mm - 300mm including removal of stump & backfilling with sand | No | 66.73 | 705.15 | No | 66.73 | 705.15 | 3.8
03-64-a | Removal of Tree : Girth 300mm - 600mm including removal of stump & backfilling with sand | No | 133.46 | 1410.31 | No | 133.46 | 1410.31 | 3.8
03-64-b | Removal of Tree : Girth over 600mm including removal of stump & backfilling with sand | No | 400.39 | 3433.17 | No | 400.39 | 3433.17 | 3.8
03-65 | Compaction of Natural Ground | 1000 Sft | 767.92 | 2591.81 | m2 | 8.26 | 27.89 | 3.10 ,
03-66-a | Roadway Excavation in Surplus / Unsuitable Common Material | 1000 Cft | 563.74 | 12593.88 | m3 | 19.91 | 444.75 | 3.9.4
03-66-b | Roadway Excavation in Surplus / Unsuitable Rock (Hard) Material requiring blasting. | 1000 Cft | 3825.57 | 23182.88 | m3 | 135.1 | 818.7 | 3.9.4
03-66-c | Roadway Excavation in Surplus / Unsuitable Rock (Medium) Material requiring blasting | 1000 Cft | 2891.82 | 20186.06 | m3 | 102.12 | 712.86 | 3.9.4
03-66-d | Roadway Excavation in Surplus / Unsuitable Rock (Soft) Material | 1000 Cft | 747 | 11364.85 | m3 | 26.38 | 401.35 | 3.9.6 ,
03-67-a | Structural Excavation in Common Material by mechanical means | 1000 Cft | 9306.62 | 13771.17 | m3 | 328.66 | 486.32 | 3.9.6
03-67-a-i | Structural Excavation In Common Material | 1000 Cft | 141.03 | 9853.65 | m3 | 4.98 | 347.98 | 3.9.6
03-67-a-ii | Structural Excavation In Common Material Below Water Level | 1000 Cft | 3642.98 | 35932.13 | m3 | 128.65 | 1268.93 | 3.9.6
03-67-b-i | Structural Excavation In Hard Rock Material by mechanical means requiring blasting | 100 Cft | 2255.94 | 6281.04 | m3 | 796.68 | 2218.13 | 3.9.6 ,
03-67-b-ii | Structural Excavation In Medium Rock Material | 1000 Cft | 2820.37 | 23411.86 | m3 | 99.6 | 826.78 | 3.9.6 ,
03-67-b-iii | Structural Excavation In Soft Rock Material | 1000 Cft | 1611.53 | 15485.66 | m3 | 56.91 | 546.87 | 3.9.6 ,
03-67-c | Structural backfill using Common Material available at site. | 1000 Cft | 7228.97 | 11700.79 | m3 | 255.29 | 413.21 | 3.9.6
03-67-d | Structural Backfill using Granular Material brought from outside | 1000 Cft | 3525.84 | 35375.61 | m3 | 124.51 | 1249.28 | 3.9.6
03-67-e | Structural Backfill using Common Material brought from outside | 1000 Cft | 3525.84 | 23792.66 | m3 | 124.51 | 840.23 | 3.9.6
03-68-a | Granular Backfill | 1000 Cft | 2256.24 | 47542 | m3 | 79.68 | 1678.93 | 3.10.2
03-68-b | Common Backfill | 1000 Cft | 2507.03 | 6754.46 | m3 | 88.54 | 238.53 | 3.10.2
03-69 | Filter Layer Of Granular Material | 100 Cft | 427.28 | 5251.8 | m3 | 150.89 | 1854.66 | 3.10.2
03-70-a | Formation of Embankment from Roadway Excavation in Common Material including compaction Modified AASHTO 90% by power roller. | 1000 Cft | 563.74 | 14184.34 | m3 | 19.91 | 500.92 | 3.9.7
03-70-b | Formation of Embankment from Roadway Excavation in Rock Material requiring blasting and compaction Modified AASHTO 95% of embankment by power roller. | 1000 Cft | 4759.32 | 28442.61 | m3 | 168.07 | 1004.44 | 3.9.7
03-70-c | Formation of Embankment from Borrow Excavation in Common Material including compaction Modified AASHTO 90% by power roller. | 1000 Cft | 564.73 | 23582.84 | m3 | 19.94 | 832.82 | 3.9.4
03-70-d | Formation of Embankment from Roadway Excavation in granular Material including compaction Modified AASHTO 90% by power roller. | 1000 Cft | 996 | 14616.61 | m3 | 35.17 | 516.18 | 3.9.7
03-70-e | Formation of Embankment from Roadway excavation in common Material | 1000 Cft | 125.4 | 7980.42 | m3 | 4.43 | 281.83 | 3.9.4
03-70-f | Formation Of Embankment From Roadway Excavation In Hard Rock Material | 1000 Cft | 752.08 | 27388.05 | m3 | 26.56 | 967.2 | 3.9.4
03-70-g | Formation Of Embankment From Roadway Excavation In Medium Rock Material | 1000 Cft | 747 | 17132.44 | m3 | 26.38 | 605.03 | 3.9.4
03-70-h | Formation Of Embankment From Roadway Excavation In Soft Rock Material | 1000 Cft | 501.39 | 16960.82 | m3 | 17.71 | 598.97 | 3.9.4
03-70-i | Formation Of Embankment From Borrow Excavation In Common Material | 1000 Cft | 250.69 | 18834.25 | m3 | 8.85 | 665.13 | 3.9.4
03-70-j | Formation Of Embankment From Structural Excavation In Common Material | 1000 Cft | 125.4 | 4568.02 | m3 | 4.43 | 161.32 | 3.9.4
03-70-k | Formation Of Embankment From Structural Excavation In Any Type Of Rock Material Hard Rock) | 1000 Cft | 609.85 | 11503.93 | m3 | 21.54 | 406.26 | 3.9.4
03-71-a | Subgrade Preparation In Earth Cut ; Mod. AASHTO 95% | 1000 Sft | 127.59 | 4861.95 | m2 | 1.37 | 52.31 | 16.2.1.1.3
03-71-b | Subgrade Preparation in Rock Cut ; Mod. AASHTO 95% | 1000 Sft | 2304.74 | 11746.44 | m2 | 24.8 | 126.39 | 16.2.1.1.1
03-71-c-i | Subgrade Preparation on Existing Road ; Mod. AASHTO 95% | 1000 Sft | 1535.83 | 6688.26 | m2 | 16.53 | 71.97 | 16.2.1
03-71-c-ii | Subgrade Preparation in Existing Road Without Any Fill ; Mod. AASHTO 95% | 1000 Sft | 63.84 | 3333.86 | m2 | 0.69 | 35.87 | 16.2.1
03-72-a | Earthwork by mechanical means in drains and irrigation channels in DRY soil dressed to designed section, grades profile/with excavated material, disposed off within 50 feet (15.2 m) lead and dressed as directed. | 1000 Cft | 249 | 2260.17 | m3 | 8.79 | 79.82 | 3.6 , 3.12
03-72-b | Earthwork by mechanical means in drains and irrigation channels in DRY & WET soil dressed to designed section, grades profile/with excavated material, disposed off within 50 feet (15.2 m) lead and dressed as directed. | 1000 Cft | 249 | 2411 | m3 | 8.79 | 85.14 | 3.6 , 3.12
03-72-c | Earthwork by mechanical means in drains and irrigation channels in WET & SLUSH soil dressed to designed section, grades profile/with excavated material, disposed off within 50 feet (15.2 m) lead and dressed as directed. | 1000 Cft | 368.52 | 2895.88 | m3 | 13.01 | 102.27 | 3.6 , 3.12
03-72-d | Earthwork by mechanical means in drains and irrigation channels in SLUSH soil dressed to designed section, grades profile/with excavated material, disposed off within 50 feet (15.2 m) lead and dressed as directed. | 1000 Cft | 368.52 | 3274.96 | m3 | 13.01 | 115.65 | 3.6 , 3.12
03-72-e | Earthwork by mechanical means in drains and irrigation channels in DRY & WET to that of SLUSH (1:2) soil dressed to designed section, grades profile/with excavated material, disposed off within 50 feet (15.2 m) lead and dressed as directed. | 1000 Cft | 498 | 4657.85 | m3 | 17.59 | 164.49 | 3.6 , 3.12
03-72-f | Earthwork by mechanical means in drains and irrigation channels in BORROW AREA soil dressed to designed section, grades profile/with excavated material, disposed off within 50 feet (15.2 m) lead and dressed as directed. | 1000 Cft | 249 | 2593.53 | m3 | 8.79 | 91.59 | 3.6 , 3.12
03-72-g | Earthwork by mechanical means in drains and irrigation channels in UNDER WATER soil dressed to designed section, grades profile/with excavated material, disposed off within 50 feet (15.2 m) lead and dressed as directed. | 1000 Cft | 996 | 4661.81 | m3 | 35.17 | 164.63 | 3.6 , 3.12
03-73 | Provide, place and compact impervious clay core in dam embankment of specified grading, permiability i/c leveling dressing and hauage obtaining 95% modified AASHTO dry density | 100 Cft | 0 | 1505.56 | m3 | 0 | 531.68 | 3.3
03-74 | Provide , Place & compact shoulder material (sandy / silty gravel) in Dam Embankment, of specified grading, leveling/ dressing i/c haulage for obtaining of 95% modified AASHTHO dry density. | 100 Cft | 0 | 1281.03 | m3 | 0 | 452.39 | 3.3
03-75 | Provide , Place & compact Fine Filter in chimney drain vertical / horizantol on downstream of clay core | 100 Cft | 996 | 5515.59 | m3 | 351.73 | 1947.81 | 3.3
03-76 | Provide , Place & compact Coarse Filter (well graded gravel) in chimney drain vertical / horizantol on downstream of fine filter i/c leveling, moistening etc | 100 Cft | 2739 | 3685.71 | m3 | 967.27 | 1301.6 | 3.3
03-77 | Excavation for core trench of Dam Embankment/Spillway/Intake & Outlet Structure and Irrigation System upto a minimum depth of 35 ft in common soil including removing of excavated material by machinery in 1 KM radius | 100 Cft | 0 | 833.12 | m3 | 0 | 294.21 | 3.3 ,
03-78-a | Excavation for core trench of Dam Embankment/Spillway/Intake & Outlet Structure and Irrigation System upto a minimum depth of 35 ft in shingle gravel including removing of excavated material by machinery in 1 KM radius | 100 Cft | 0 | 855.15 | m3 | 0 | 301.99 | 3.3 ,
03-78-b | Excavation for core trench of Dam Embankment/Spillway/Intake & Outlet Structure and Irrigation System upto design depth in Soft Rock/Shale requiring 20% blasting i/c removing of material from outside of the structure area. | 100 Cft | 0 | 1566.23 | m3 | 0 | 553.11 | 3.3 ,
03-78-c | Excavation for core trench of Dam Embankment/Spillway/Intake & Outlet Structure and Irrigation System upto design depth in Medium Hard Rock requiring 50% blasting i/c removing of material from outside of the structure area. | 100 Cft | 0 | 2317.73 | m3 | 0 | 818.5 | 3.3 ,
03-78-d | Excavation for core trench of Dam Embankment/Spillway/Intake & Outlet Structure and Irrigation System upto design depth in Hard Rock requiring 75% blasting i/c removing of material from outside of the structure area. | 100 Cft | 0 | 3332.08 | m3 | 0 | 1176.71 | 3.3 ,
04-01 | Dismantling dry stone masonry | 100 Cft | 846.6 | 846.6 | m3 | 298.97 | 298.97 | 4.1
04-02 | Dismantling stone masonry in mud mortar | 100 Cft | 1245 | 1245 | m3 | 439.67 | 439.67 | 4.1 , 4.4.3
04-03 | Dismantling stone masonry in lime or cement mortar | 100 Cft | 2988 | 2988 | m3 | 1055.2 | 1055.2 | 4.1 , 4.4.3
04-04-a | Dismantling dry stone or spawl pitching | 100 Cft | 1494 | 1494 | m3 | 527.6 | 527.6 | 4.1
04-04-b | Dismantling stone or spawl pitching (mud grouted) | 100 Cft | 3238 | 3238 | m3 | 1143.49 | 1143.49 | 4.1 , 4.4.3
04-05 | Dismantling stone or spawl pitching and apron in silted condition | 100 Cft | 2490 | 2490 | m3 | 879.34 | 879.34 | 4.1
04-06 | Dismantling stone pitching, cement or lime grouted | 100 Cft | 3984 | 3984 | m3 | 1406.94 | 1406.94 | 4.1
04-07-a | Dismantling stone in Wooden crates | 100 Cft | 1992 | 1992 | m3 | 703.47 | 703.47 | 4.1
04-07-b | Dismantling stone in Wire crates | 100 Cft | 2490 | 2490 | m3 | 879.34 | 879.34 | 4.1
04-08 | Dismantling stone ware drain including base concrete | 100 Cft | 1774.13 | 1774.13 | m3 | 626.53 | 626.53 | 4.1
04-09 | Dismantling mud/pise walling | 100 Cft | 498 | 498 | m3 | 175.87 | 175.87 | 4.1 , 4.4.3
04-10 | Dismantling sun dried brick masonry | 100 Cft | 1245 | 1245 | m3 | 439.67 | 439.67 | 4.1 , 4.4
04-11 | Dismantling dry brick masonry | 100 Cft | 846.6 | 846.6 | m3 | 298.97 | 298.97 | 4.1 , 4.4
04-12 | Dismantling brick work in mud mortar | 100 Cft | 1743 | 1743 | m3 | 615.54 | 615.54 | 4.1 , 4.4
04-13 | Dismantling brick work in lime or cement mortar | 100 Cft | 4233 | 4233 | m3 | 1494.87 | 1494.87 | 4.1 , 4.4
04-14 | Dismantling cement block masonry | 100 Cft | 3735 | 3735 | m3 | 1319 | 1319 | 4.1 , 4.4
04-15 | Dismantling Dhajji walling | 100 Cft | 996 | 996 | m3 | 351.73 | 351.73 | 4.1 , 4.4
04-16 | Dismantling mud concrete | 100 Cft | 1992 | 1992 | m3 | 703.47 | 703.47 | 4.1 , 4.4
04-17 | Dismantling lime concrete | 100 Cft | 2739 | 2739 | m3 | 967.27 | 967.27 | 4.1 , 4.4
04-18 | Dismantling lime or cement concrete, under water | 100 Cft | 10458 | 10458 | m3 | 3693.21 | 3693.21 | 4.1 , 4.4
04-19-a | Dismantling : Plain Cement Concrete 1:4:8 | 100 Cft | 5478 | 5478 | m3 | 1934.54 | 1934.54 | 4.1 , 4.4
04-19-b | Dismantling : Plain Cement Concrete 1:3:6 | 100 Cft | 8964 | 8964 | m3 | 3165.61 | 3165.61 | 4.1 , 4.4
04-19-c | Dismantling : Plain Cement Concrete 1:2:4 | 100 Cft | 10956 | 10956 | m3 | 3869.08 | 3869.08 | 4.1 , 4.4
04-19-d | Dismantling : Cement Concrete with brick aggregate | 100 Cft | 2988 | 2988 | m3 | 1055.2 | 1055.2 | 4.1 , 4.4
04-19-e | Dismantling : DPC of cement concrete 1.5" thick and clearing the site | 100 Sft | 1495 | 1495 | m2 | 160.86 | 160.86 | 4.1 , 4.4
04-20-a | Dismantling RCC, separating reinforcement, cleaning & straightening the same | 100 Cft | 17928 | 17928 | m3 | 6331.22 | 6331.22 | 4.1 , 4.4
04-20-b-i | Dismantling Of Structures And Obstructions | 100 Cft | 898.99 | 5782.84 | m3 | 317.48 | 2042.19 | 4.1
04-20-b-ii | Demolition of existing damaged Bridge and placing of useful materials | 100 Cft | 1181.55 | 6065.4 | m3 | 417.26 | 2141.98 | 4.1, 4.4 ,
04-21 | Dismantling sirki sarkanda or thached roofing supported on battens or ballies | 100 Sft | 601.58 | 601.58 | m2 | 64.73 | 64.73 | 4.1 , 4.4
04-22-a | Dismantling 1st class tile roofing | 100 Sft | 1490.02 | 1490.02 | m2 | 160.33 | 160.33 | 4.1
04-22-b | Dismantling 2nd class tile roofing | 100 Sft | 1248.98 | 1248.98 | m2 | 134.39 | 134.39 | 4.1
04-23 | Dismantling from any height, asbestos sheets & ridge coping | 100 Sft | 731.44 | 731.44 | m2 | 78.7 | 78.7 | 4.1
04-24 | Dismantling roof of wooden planks & battens from any height | 100 Sft | 771.9 | 771.9 | m2 | 83.06 | 83.06 | 4.1 , 4.4
04-25 | Dismantling wooden ceiling above 20' height in difficult position including lifting along live wire | 100 Sft | 2915.29 | 2915.29 | m2 | 313.69 | 313.69 | 4.1 , 4.4
04-26 | Dismantling jack arch roofing, including removing joists | 100 Sft | 1992 | 1992 | m2 | 214.34 | 214.34 | 4.1 , 4.4
04-27 | Dismantling RB roof complete with mud and mud plaster including reinforcement complete | 100 Sft | 2490 | 2490 | m2 | 267.92 | 267.92 | 4.1 , 4.4
04-28-a | Stripping and stacking: Slate or tiles from the truss roofing | 100 Sft | 1483.17 | 1483.17 | m2 | 159.59 | 159.59 | 4.1 , 4.4
04-28-b | Stripping and stacking: GI sheet roofing | 100 Sft | 1108.05 | 1108.05 | m2 | 119.23 | 119.23 | 4.1 , 4.4
04-29 | Extra for dismantling CI sheet roof above 20 ft. in dificult position including lifting along live wire | 100 Sft | 1618.5 | 1618.5 | m2 | 174.15 | 174.15 | 0
04-30 | Dismantling slates or tiles including battens, purlins and planking | 100 Sft | 1992 | 1992 | m2 | 214.34 | 214.34 | 4.1 , 4.4
04-31 | Dismantling brick or flagged flooring without522concrete foundation | 100 Sft | 846.6 | 846.6 | m2 | 91.09 | 91.09 | 4.1
04-32 | Dismantling plank or wooden block flooring etc | 100 Sft | 1245 | 1245 | m2 | 133.96 | 133.96 | 4.1
04-33-a | Disjointing RCC pipes inside trench & removing pipes & stacking outside : 6" to 12" diameter | 100 Rft | 1245 | 1245 | m | 40.85 | 40.85 | 4.1 , 4.4
04-33-b | Disjointing RCC pipes inside trench & removing pipes & stacking outside : 13" to 24" diameter | 100 Rft | 1730.05 | 1730.05 | m | 56.76 | 56.76 | 4.1
04-33-c | Disjointing RCC pipes inside trench & removing pipes & stacking outside : 25" to 36" diameter | 100 Rft | 2246.98 | 2246.98 | m | 73.72 | 73.72 | 4.1
04-33-d | Disjointing RCC pipes inside trench & removing pipes & stacking outside : Over 36" diameter | 100 Rft | 1973.28 | 1973.28 | m | 64.74 | 64.74 | 4.1
04-34-a | Dismantling: Woden beams up to 12' in length | Each | 249 | 249 | Each | 249 | 249 | 4.1
04-34-b | Dismantling: Wooden beams from 12.1' to 23' length | Each | 498 | 498 | Each | 498 | 498 | 4.1
04-34-c | Dismantling: Wooden partiton Jaffry Work etc | 600 Sft | 3816.3 | 3816.3 | m2 | 68.44 | 68.44 | 4.1
04-34-d | Dismantling: Wooden trusses | 5 Cwt | 4450.88 | 4450.88 | 100 Kg | 1735.91 | 1735.91 | 4.1
04-34-e | Dismantling: Wooden palisade fencing | 50 Rft | 2863.5 | 2863.5 | m | 187.89 | 187.89 | 4.1
04-35 | Dismantling iron work of trusses, sheds, water tanks, etc excluding cutting of rivets | 5 Cwt | 4357.5 | 4357.5 | 100 Kg | 1699.49 | 1699.49 | 4.1
04-36 | Dismantling rolled steel beams or iron rails etc. | 12 Cwt | 4980 | 4980 | 100 Kg | 816.73 | 816.73 | 4.1, 4.4 ,
04-37 | Dismantling iron latrine | Each | 731.44 | 731.44 | Each | 731.44 | 731.44 | 4.1
04-38 | Dismantling tees, bends or sluice valves upto 12" i/d | Each/25mm | 19.3 | 19.3 | Ea/25mm | 19.3 | 19.3 | 4.1
04-39-a | Dismantling water column : BG | Each | 13197 | 13197 | Each | 13197 | 13197 | 4.1
04-39-b | Dismantling water column : MG or NG | Each | 8777.25 | 8777.25 | Each | 8777.25 | 8777.25 | 4.1
04-40 | Dismantling all type of wire fencing, including rolling wire into bundles and collecting material | 230 Rft | 1992 | 1992 | m | 28.41 | 28.41 | 4.1
04-41 | Dismantling wire netting of tennis courts and frame work | 100 Sft | 398.4 | 398.4 | m2 | 42.87 | 42.87 | 4.1
04-42 | Dismantling cloth ceiling and supporting timber | 100 Sft | 747 | 747 | m2 | 80.38 | 80.38 | 4.1
04-43 | Dismantling and removing road metalling | 100 Cft | 1992 | 1992 | m3 | 703.47 | 703.47 | 3.9.3
04-44 | Dismantling & removing road pavement etc including screening & stacking of by-products upto 50m. | 100 Sft | 13067.52 | 13067.52 | m2 | 1406.07 | 1406.07 | 3.9.2
04-45-a | Scraping : White wash or colour wash | 100 Sft | 249 | 249 | m2 | 26.79 | 26.79 | 4.1
04-45-b | Scraping : Ordinary distemper, oil bound distemper or paint off wall | 100 Sft | 747 | 747 | m2 | 80.38 | 80.38 | 4.1
04-46 | Dismantling glazed or accoustics tiles etc | 100 Sft | 2863.5 | 2863.5 | m2 | 308.11 | 308.11 | 4.1
04-47 | Scraping boulders. | 100 Cft | 3385.4 | 3385.4 | m3 | 1195.55 | 1195.55 | 4.1
04-48 | Cleaning mortar of old stones to be used in masonry | 100 Cft | 1743 | 1743 | m3 | 615.54 | 615.54 | 4.1
04-49 | Dismantling light, fan and call bell point including casing, capping/strip open type complete | Point | 93.38 | 93.38 | Point | 93.38 | 93.38 | 4.1, 4.4 ,
04-50 | Dismantling plug point & making good damaged surface (building portion) | Point | 78.43 | 78.43 | Point | 78.43 | 78.43 | 4.1
04-51-a | Dismantle GI/MS conduit/GI flexible/PVC pipes or conduit wiring of all sizes : On surface | Rft | 18.08 | 18.08 | m | 59.31 | 59.31 | 4.1 , 4.4
04-51-b | Dismantle GI/MS conduit/GI flexible/PVC pipes or conduit wiring of all sizes : Recessed in wall | Rft | 29.62 | 29.62 | m | 97.17 | 97.17 | 4.1 , 4.4
05-01 | Lime Sand Mortar 1 : 2 (one Lime: 2 Sand) | 100 Cft | 3579.38 | 19588.5 | m3 | 1264.05 | 6917.62 | 5.1
05-02 | Lime Sand Mortar 1 : 3 (one Lime: 3 Sand) | 100 Cft | 3579.38 | 16810.35 | m3 | 1264.05 | 5936.52 | 5.1
05-03 | Lime Surkhi Mortar 1 : 1-1/2 (one Lime: 1-1/2 Surkhi) | 100 Cft | 3579.38 | 16644.09 | m3 | 1264.05 | 5877.81 | 5.1
05-04 | Lime Surkhi Mortar 1 : 2 (one Lime: 2 Surkhi) | 100 Cft | 3579.38 | 16802.03 | m3 | 1264.05 | 5933.59 | 5.1
05-05 | Lime Surkhi Mortar 1 : 3 (one Lime: 3 Surkhi) | 100 Cft | 3579.38 | 13874.39 | m3 | 1264.05 | 4899.7 | 5.1
05-06 | Lime Sand And Surkhi Mortar 1 : 1 : 1 (one Lime: 1 Sand And : 1 Surkhi) | 100 Cft | 3579.38 | 17631.19 | m3 | 1264.05 | 6226.4 | 5.1
05-07 | Lime Sand And Surkhi Mortar 1 : 2 : 1 (one Lime: 2 Sand And : 1 Surkhi) | 100 Cft | 3579.38 | 13643.88 | m3 | 1264.05 | 4818.3 | 5.1
05-08 | Lime, Cement And Sand Mortar 1 : 1 : 3 (one Lime: One Cement And : 3 Sand) | 100 Cft | 3579.38 | 43134.5 | m3 | 1264.05 | 15232.82 | 5.2.4
05-09 | Lime, Cement And Sand Mortar 1 : 1 : 4 (one Lime: One Cement And : 4 Sand) | 100 Cft | 3579.38 | 37398.82 | m3 | 1264.05 | 13207.28 | 5.2.4
05-10 | Lime, Cement And Sand Mortar 1 : 1 : 5 (one Lime: One Cement And : 5 Sand) | 100 Cft | 3579.38 | 33327.67 | m3 | 1264.05 | 11769.57 | 5.2.4
05-11 | Lime, Cement And Sand Mortar 1 : 1 : 6 (one Lime: One Cement And : 6 Sand) | 100 Cft | 3579.38 | 27057.66 | m3 | 1264.05 | 9555.33 | 5.2.4
05-12 | Lime, Cement And Sand Mortar 1 : 1 : 7 (one Lime: One Cement And : 7sand) | 100 Cft | 3579.38 | 24590.05 | m3 | 1264.05 | 8683.9 | 5.2.4
05-13 | Lime, Cement And Sand Mortar 1 : 1 : 8 (one Lime: One Cement And : 8 Sand) | 100 Cft | 3579.38 | 22443.23 | m3 | 1264.05 | 7925.76 | 5.2.4
05-14 | Lime, Cement And Sand Mortar 1 : 1 : 9 (one Lime: One Cement And : 9 Sand) | 100 Cft | 3579.38 | 21096.44 | m3 | 1264.05 | 7450.14 | 5.2.4
05-15 | Lime, Cement And Sand Mortar 1 : 1 : 10 (one Lime: One Cement and : 10 Sand) | 100 Cft | 3579.38 | 19701.69 | m3 | 1264.05 | 6957.59 | 5.2.4
05-16 | Cement, Lime And Sand Mortar 1 : 2 : 6 (one Cement: 2 Lime And : 6 Sand) | 100 Cft | 3579.38 | 28198.66 | m3 | 1264.05 | 9958.27 | 5.2.4
05-17 | Cement, Lime And Sand Mortar 1 : 2 : 9 (one Cement: 2 Lime And : 9 Sand) | 100 Cft | 3579.38 | 23294.09 | m3 | 1264.05 | 8226.24 | 5.2.4
05-18 | Cement Sand Mortar 1 : 1 (one Cement: One Sand) | 100 Cft | 2863.5 | 71829.72 | m3 | 1011.24 | 25366.45 | 5.2.2
05-19 | Cement Sand Mortar 1 : 1-1/2 (one Cement: 1-1/2 Sand) | 100 Cft | 2863.5 | 59017.62 | m3 | 1011.24 | 20841.89 | 5.2.2
05-20 | Cement Sand Mortar 1 : 2 (one Cement: 2 Sand) | 100 Cft | 2863.5 | 50481.31 | m3 | 1011.24 | 17827.32 | 5.2.2
05-21 | Cement Sand Mortar 1 : 2-1/2 (one Cement: 2-1/2 Sand) | 100 Cft | 2863.5 | 44368.24 | m3 | 1011.24 | 15668.51 | 5.2.2
05-22 | Cement Sand Mortar 1 : 3 (one Cement: 3 Sand) | 100 Cft | 2863.5 | 39795.11 | m3 | 1011.24 | 14053.52 | 5.2.2
05-23 | Cement Sand Mortar 1 : 4 (one Cement: 4 Sand) | 100 Cft | 2863.5 | 33387.33 | m3 | 1011.24 | 11790.64 | 5.2.2
05-24 | Cement Sand Mortar 1 : 5 (one Cement: 5 Sand) | 100 Cft | 2863.5 | 29112.79 | m3 | 1011.24 | 10281.09 | 5.2.2
05-25 | Cement Sand Mortar 1 : 6 (one Cement: 6 Sand) | 100 Cft | 2863.5 | 26069.02 | m3 | 1011.24 | 9206.2 | 5.2.2
05-26 | Cement Sand Mortar 1 : 7 (one Cement: 7 Sand) | 100 Cft | 2863.5 | 23777.39 | m3 | 1011.24 | 8396.91 | 5.2.2
05-27 | Cement Sand Mortar 1 : 8 (one Cement: 8 Sand) | 100 Cft | 2863.5 | 22003.18 | m3 | 1011.24 | 7770.36 | 5.2.2
05-28 | Clay Mortar. | 100 Cft | 4980 | 5040.75 | m3 | 1758.67 | 1780.13 | 5.2.1
05-29 | Clay Mortar Mixed With Chipped Bhoosa Or Straw. | 100 Cft | 4980 | 6660.66 | m3 | 1758.67 | 2352.19 | 5.2.1
05-30 | Clay Mortar Mixed With Cow-dung 1 : 1 (1 Clay: 1 Cow Dung). | 100 Cft | 2614.5 | 4415.63 | m3 | 923.3 | 1559.37 | 5.2
05-31 | White Cement And Sand Mortar1 : 3 (1 White Cement 3 Sand) | 100 Cft | 2863.5 | 47616.63 | m3 | 1011.24 | 16815.67 | 5.1
05-32 | Coloured Cement Mortar Made By Mixing White Cement And Pigment Of Approved Shade (1 White Cement Mixed With Pigment Of Approved Shade: 2 Sand) | 100 Cft | 2863.5 | 106535.92 | m3 | 1011.24 | 37622.83 | 5.2.2
05-33 | White Cement And Sand Mortar1 : 2 (1 White Cement 2 Sand) | 100 Cft | 2863.5 | 62343.71 | m3 | 1011.24 | 22016.49 | 5.2.2
05-34 | Coloured Cement Mortar Made By Mixing Grey Cement And Pigment Of Approved Shade (1 Grey Cement Mixed With Pigment Of Approved Shade: 2 Sand) | 100 Cft | 2863.5 | 106535.92 | m3 | 1011.24 | 37622.83 | 5.2.2
06-01 | Mud concrete in foundation using brick ballast or stone ballast 1.5" gauge to 2" guage | 100 Cft | 4475.77 | 9649.65 | m3 | 1580.61 | 3407.75 | 0
06-02 | Dry rammed shingle brick ballast or stone ballast 1.5" to 2" guage | 100 Cft | 2988 | 7799.4 | m3 | 1055.2 | 2754.33 | 6.1.4.8
06-03-a | Cement Concrete (brick/stone ballast, 1.5" to 2"/nullah shingle well graded and cleaned) in foundation & plinth (Ratio 1:3:6) | 100 Cft | 5944.88 | 27392.05 | m3 | 2099.41 | 9673.42 | 6.1.4,
06-03-b | Cement Concrete (brick/stone ballast, 1.5" to 2"/nullah shingle well graded and cleaned) in foundation & plinth (Ratio 1:4:8) | 100 Cft | 5944.88 | 23433.59 | m3 | 2099.41 | 8275.5 | 6.1.4, 6.3
06-03-c | Cement Concrete (brick/stone ballast, 1.5" to 2"/nullah shingle well graded and cleaned) in foundation & plinth (Ratio 1:5:10) | 100 Cft | 5944.88 | 21990.16 | m3 | 2099.41 | 7765.76 | 6.1.4, 6.3
06-03-d | Cement Concrete (brick/stone ballast, 1.5" to5222"/nullah shingle well graded and cleaned) in foundation & plinth (Ratio 1:6:12) | 100 Cft | 5944.88 | 20496.93 | m3 | 2099.41 | 7238.43 | 6.1.4, 6.3
06-03-e | Cement Concrete (brick/stone ballast, 1.5" to 2"/nullah shingle well graded and cleaned) in foundation & plinth (Ratio 1:6:18) | 100 Cft | 5944.88 | 18616.11 | m3 | 2099.41 | 6574.22 | 6.3 , 6.2
06-03-f | Cement Concrete (brick/stone ballast, 1.5" to 2"/nullah shingle well graded and cleaned) in foundation & plinth (Ratio 1:7:20) | 100 Cft | 5944.88 | 18009.82 | m3 | 2099.41 | 6360.11 | 6.3 , 6.2
06-04-a | Extra on Item 3 above, for sedimentation tank or522filter beds in PHE works (in bed) | 100 Cft | 996 | 996 | m3 | 351.73 | 351.73 | 0
06-04-b | Extra on Item 3 above, for sedimentation tank or filter beds in PHE works (On slope) | 100 Cft | 1394.4 | 1394.4 | m3 | 492.43 | 492.43 | 0
06-05-a | Plain Cement Conrete including placingcompacting, finishing & curing (Ratio 1:1:2) | 100 Cft | 5430.69 | 52236.1 | m3 | 1917.83 | 18447.02 | 6.1.3, 6.2,
06-05-b | Plain Cement Concrete including placingcompacting, finishing & curing (Ratio 1:1.5:1.5) | 100 Cft | 5430.69 | 51866.74 | m3 | 1917.83 | 18316.58 | 6.1.3, 6.2,
06-05-c | Plain Cement Concrete including placingcompacting, finishing & curing (Ratio 1:1.5:3) | 100 Cft | 5430.69 | 41962.72 | m3 | 1917.83 | 14819.01 | 6.1.3, 6.2,
06-05-d | Plain Cement Concrete including placing, compacting, finishing & curing (Ratio 1:2:3) | 100 Cft | 5430.69 | 39515.54 | m3 | 1917.83 | 13954.79 | 6.1.3, 6.2,
06-05-e | Plain Cement Concrete including placing, compacting, finishing & curing (Ratio 1:3:3) | 100 Cft | 5430.69 | 35670.09 | m3 | 1917.83 | 12596.79 | 6.1.3, 6.2,
06-05-f | Plain Cement Concrete including placing, compacting, finishing & curing (Ratio 1:2:4) | 100 Cft | 5430.69 | 36092.22 | m3 | 1917.83 | 12745.86 | 6.1.3, 6.2,
06-05-g | Plain Cement Concrete including placing, compacting,finishing & curing (Ratio 1:2:6) | 100 Cft | 5430.69 | 31527.74 | m3 | 1917.83 | 11133.93 | 6.1.3, 6.2,
06-05-h | Plain Cement Concrete including placing, compacting, finishing & curing (Ratio 1:3:6) | 100 Cft | 5430.69 | 29634.66 | m3 | 1917.83 | 10465.39 | 6.1.3, 6.2,
06-05-i | Plain Cement Concrete including placing, compacting, finishing & curing (Ratio 1:4:8) | 100 Cft | 5430.69 | 26157.49 | m3 | 1917.83 | 9237.44 | 6.1.3, 6.2,
06-06 | Shotcrete (100 mm) thickness, grade B-25 as per specifications | 100 Cft | 6737.17 | 46720.44 | m3 | 2379.21 | 16499.18 | 6.24
06-07-a-01 | RCC in roof slab, beam, column & other structural members, insitu or precast. (1:1:2) | 100 Cft | 10831.5 | 57639.21 | m3 | 3825.11 | 20355.11 | 6.1.3, 6.2,
06-07-a-02 | RCC in roof slab, beam, column & other structural members, insitu or precast. (1:1.5:3) | 100 Cft | 10831.5 | 47365.83 | m3 | 3825.11 | 16727.1 | 6.1.3, 6.2,
06-07-a-03 | RCC in roof slab, beam, column & other structural members, insitu or precast. (1:2:4) | 100 Cft | 10831.5 | 41495.33 | m3 | 3825.11 | 14653.95 | 6.1.3, 6.2,
06-07-b-01 | RCC in raft foundation slab, base slab of column & ret. wall etc, not including in 06-06. (1:1:2) | 100 Cft | 10831.5 | 57639.21 | m3 | 3825.11 | 20355.11 | 6.1.3, 6.2,
06-07-b-02 | RCC in raft foundation slab, base slab of column & ret.wall etc, not including in 06-06 (1:1.5:3) | 100 Cft | 10831.5 | 47363.53 | m3 | 3825.11 | 16726.29 | 6.1.3, 6.2,
06-07-b-03 | RCC in raft foundation slab, base slab of column & ret. wall etc, not including in 06-06. (1:2:4) | 100 Cft | 10831.5 | 41495.33 | m3 | 3825.11 | 14653.95 | 6.1.3, 6.2,
06-07-c-01 | RCC including Precast/Prestressed in slab, beam, column, lintel, girder, etc. (1:1:2) | 100 Cft | 10831.5 | 57639.21 | m3 | 3825.11 | 20355.11 | 6.1.3, 6.2,
06-07-c-02 | RCC including Precast/Prestressed in slab, beam. column, lintels, girder, etc. (1:1.5:3) | 100 Cft | 10831.5 | 47365.83 | m3 | 3825.11 | 16727.1 | 6.1.3, 6.2,
06-07-c-03 | RCC including Precast/Prestressed slab, column, beam, lintel, girder etc. (1:2:4). | 100 Cft | 10831.5 | 41495.33 | m3 | 3825.11 | 14653.95 | 6.1.3, 6.2,
06-07-d-01 | Reinforced cement concrete work as in dams, spillways, weirs, barrages, cross drainage works and other hydraulic structures using crushed stone aggregate(screening & washing) and coarse sand i/c costof all labour and material and all kinds of form works, moulds, shuttering lifting/pumping, curing, rendering and finishing the exposed surface, cast in situ/precast excluding the cost of steel reinforcement and labour for bending binding also excludig cost of additives which have to be paid separately. (1:1:2) | 100 Cft | 9773.25 | 56580.96 | m3 | 3451.39 | 19981.4 | 6.1.3, 6.2,
06-07-d-02 | Reinforced cement concrete work as in dams, spillways, weirs, barrages, cross drainage works and other hydraulic structures using crushed stone aggregate(screening & washing) and coarse sand i/c costof all labour and material and all kinds of form works, moulds, shuttering lifting/pumping, | 100 Cft | 9773.25 | 46307.58 | m3 | 3451.39 | 16353.38 | 6.1.3, 6.2,
06-07-d-03 | Reinforced cement concrete work as in damsspillways, weirs, barrages, cross drainage worksand other hydraulic structures using crushed stoneaggregate(screening & washing) and coarse sand i/c costof all labour and material and all kinds of form works, moulds, shuttering lifting/pumping, curing, rendering and finishing the exposed surface, cast in situ/precast excluding the cost of steel reinforcement and labour for bending binding also excludig cost of additives which have to be paid separately. (1:2:4) | 100 Cft | 9773.25 | 40437.08 | m3 | 3451.39 | 14280.23 | 6.1.3, 6.2,
06-07-d-04 | Reinforced Concrete Slope Protection 20 cm522Thick Excluding Reinforcement | 100 Cft | 8284.75 | 46960.82 | m3 | 2925.74 | 16584.07 | 6.1.3, 6.2,
06-07-d-05 | Providing manhole size 24" x 18" (inside dimensions) as per approved design and specifications complete for 4" to 12" dia pipes upto 4 ft. (1.2 m) depth with 16" dia.Concrete Cover fixed in 4" thick RCC 1:2:4 slab (with 5 lbs per Cu.ft. or 80 kg/Cu.m of steel), burnt brick masonry walls 9" (225 mm) thick set in 1:3 cement sand mortar, 6" thick 1:3:6 cement concrete in foundation, 4" av. thickness 1:2:4 cement concrete in benching and 1/2" (13mm) thick cement sand plaster in 1:3 to all inside wall surfaces, channels and benching including making requisite number of main and branch channels but excluding the cost of excavation, back filling and disposal of excavated stuff. | Each | 8358.43 | 17529.77 | Each | 8358.43 | 17529.77 | 16.7.6
06-07-e | Add extra labour for RCC in 2nd & subsequent storeys | 100 Cft | 2988 | 2988 | m3 | 1055.2 | 1055.2 | 0
06-08-a | Supply & fabricate M.S. reinforcement for cement concrete (Plain bars) | 100 Kg | 1164.06 | 21869.04 | Tonne | 11640.63 | 218690.41 | 6.19
06-08-b | Supply & fabricate M.S. reinforcement for cement concrete (Hot rolled deformed bars Grade 60) | 100 Kg | 1164.06 | 30374.04 | Tonne | 11640.63 | 303740.41 | 6.19
06-08-c | Supply & fabricate M.S. reinforcement for cement concrete (Hot rolled deformed bars Grade 40) | 100 Kg | 1164.06 | 29159.04 | Tonne | 11640.63 | 291590.41 | 6.19
06-09 | Supplying & fixing high tensile steel (Grade522250-270)wire in prestressing cables in precast girders | 100 Kg | 2328.36 | 31295.34 | Tonne | 23283.62 | 312953.41 | 6.17.1
06-10 | Providing and pre-stressing 1/2" (12.5 mm) dia.522wire strand including cost of cable, Anchorage cone sets, corrugated steel sheath duct, PE grout vents, PE grout tube, PVC wraping tape, steel binding wire, cement grout and grout additive including all arrangements, supply of recorded data in triplicate as per direction of the Engineer in charge | 1 | 8281.52 | 0 | 1 | 8281.52 | 0 | 0
06-11 | Precast cement concrete solid or face blocks 1:2:4including cost of templates. | 100 Cft | 8652.75 | 38573.52 | m3 | 3055.69 | 13622.12 | 6.12 ,
06-12 | Precast cem. concrete hollow blocks 1:2:4, including cost of templates & constructing wall thereof | 100 Cft | 18799.5 | 36239.46 | m3 | 6638.99 | 12797.86 | 6.22
06-13 | Provide & fix ornamental cement jali 1:2:4 2" thick without steel. | 100 Sft | 7656.75 | 12916.91 | m2 | 823.87 | 1389.86 | 6.12
06-14 | Providing, Making of arch design minaret in522octagonal shape of brick masonry, RCC work using and making temporary matrix and omamental work complete in all respects | Job | 10644.75 | 42299.38 | Job | 10644.75 | 42299.38 | 6.3, 6.19 ,
06-15 | P/F of cement concrete railing i/e cement concrete522Pillars, (Goblet Design) 18" Height PCC/Brick base and top of 12" width and 3/4" thick plastering finishing complete | Job | 1282.35 | 1582.05 | Job | 1282.35 | 1582.05 | 6.3, 7.2 ,
06-16-a | Extra labour for laying concrete (plain or reinforced) From 20' upto 40' height | 100 Cft | 3984 | 3984 | m3 | 1406.94 | 1406.94 | 0
06-16-b | Extra labour for laying concrete (plain or reinforced) For every extra10' height | 100 Cft | 995.9 | 995.9 | m3 | 351.7 | 351.7 | 0
06-17 | Extra labour for work of weirs, rails or bridges, syphons & concreting in superstructure | 100 Cft | 996 | 996 | m3 | 351.73 | 351.73 | 0
06-18 | RCC spout, 2.5'x6"x5", including fixing in position | Each | 715.88 | 1155.43 | Each | 715.88 | 1155.43 | 6.12
06-19 | Extra labour for skipping concrete in wells | 100 Cft | 14317.5 | 14317.5 | m3 | 5056.18 | 5056.18 | 0
06-20-a | Nicking cement concrete surface. | 100 Sft | 933.75 | 933.75 | m2 | 100.47 | 100.47 | 6.11
06-20-b | Nicking lime concrete surface. | 100 Sft | 308.14 | 308.14 | m2 | 33.16 | 33.16 | 6.11
06-21-a | Prepare, water and ramming surface for laying concrete (for Headworks only) Horizontal floor | 100 Sft | 715.88 | 715.88 | m2 | 77.03 | 77.03 | 6.6
06-21-b | Prepare, water and ramming surface for laying concrete (for Headworks only) Glacis and crest | 100 Sft | 1182.75 | 1182.75 | m2 | 127.26 | 127.26 | 6.6
06-21-c | Prepare, water and ramming surface for laying concrete (for Headworks only) inverted filters | 100 Sft | 357.94 | 357.94 | m2 | 38.51 | 38.51 | 6.6
06-22 | Providing and fixing 6" wide GI sheet 18 SWG. stopper to expansion joint. | Rft | 12.3 | 94.05 | m | 40.36 | 308.57 | 6.9
06-23 | Fill expansion joints with bitumen, sand & saw dust in Ratio 1:2:2 | Rft | 9.96 | 37.48 | m | 32.68 | 122.97 | 6.9
06-24-a | Filling expansion joints with bitumen | Rft | 99.6 | 140.61 | m | 326.77 | 461.31 | 6.9
06-24-b | Laying Asphaltic Mixture in Expansion Joints | Rft | 69.72 | 113.76 | m | 228.74 | 373.24 | 6.9
06-25-a | Providing and fixing of 2" thick Extruded Polystyrene at expansion joints and in roof insulation. | Sft | 18.99 | 108.29 | m2 | 204.29 | 1165.19 | 9.15.8
06-25-b | Providing and fixing 1.5'' x 3/4 '' Expansion Joint with one component polyurethane fuel sealant including 40 mm Baker Rod and one coat of primer but without Aluminum or steel cover. | Rft | 73.62 | 401.67 | m | 241.53 | 1317.8 | 6.9
06-25-c | Providing and fixing 2'' x 1 '' Expansion Joint with one component polyurethane fuel sealant including 50 mm Baker Rod and one coat of primer but without Aluminum or steel cover. | Rft | 588.19 | 1074.19 | m | 1929.75 | 3524.24 | 6.9
06-25-d | Providing and fixing 4.89 kg/sq.m aluminum sheet covering of approved shape and design to expansion joints of roof slabs with slotted holes with wooden gutties and screws. | Sft | 49.8 | 200.34 | m2 | 535.85 | 2155.61 | 6.9
06-25-e | Providing and fixing 4.89 kg/sq.m. aluminum sheet covering of approved shape and design to expansion joints in walls and columns including providing clamps and fixing with screws and rawal plugs or wooden gutties including making slotted holes. | Sft | 203.27 | 382.97 | m2 | 2187.2 | 4120.72 | 6.9
06-25-f | Providing and applying polysulphide sealant of colour in expansion joint | Rft | 79.24 | 125.81 | m | 259.99 | 412.76 | 6.9
06-25-g | Provide & Fix Multiflex Expansion Joints Complete in all Respects | Rft | 151.79 | 966.48 | m | 498 | 3170.88 | 6.9
06-25-h | Providing and Fixing Expansion Joint with two Extruded Aluminum Alloy Sections for 50 mm Movement of imported approved quality | Rft | 483.83 | 5875.67 | m | 1587.38 | 19277.15 | 6.9
06-25-i | Providing and Fixing Expansion Joint with Cast Aluminum Alloy Triangular Teeth for 110 mm Movement | Rft | 483.83 | 14034.02 | m | 1587.38 | 46043.38 | 6.9
06-25-j | Providing and fixing ribbed polyvinyle chloride (PVC) water stops 8" (203 mm) wide in vertical (Walls/Columns) or horizontal (Floors/Slabs) expansion joints including cutting and jointing etc. complete in all floors . | Rft | 357.94 | 456.52 | m | 1174.34 | 1497.78 | 6.9
06-25-k | Providing and Fixing Steel Expansion Joints of approved better quality | kg | 40.96 | 61.45 | kg | 40.96 | 61.45 | 16.6.8
06-25-l | Providing and laying Steel or Metal Bearing Devices | kg | 171.19 | 387.46 | kg | 171.19 | 387.46 | 16.6.8
06-25-m | Providing and Fixing Neoprene Rubber Joint Filler 12mm thick with Bitumastic Joint Seal | Sft | 237.42 | 358.35 | m2 | 2554.66 | 3855.85 | 16.6.8.2.1
06-26-a-01 | Damp proof course of cem. conc. 1:2:4 including bitumen coat, 1 layer polythene & 1 coat bitumen (1.5" thick) | 100 Sft | 2297.02 | 9900.87 | m2 | 247.16 | 1065.33 | 6.20.1
06-26-a-02 | Damp proof course of cem. conc. 1:2:4 including bitumen coat, 1 layer polythene & 1 coat bitumen (2" thick) | 100 Sft | 2297.02 | 11081.4 | m2 | 247.16 | 1192.36 | 6.20.1
06-26-a-03 | Damp proof course of cem. conc. 1:2:4 including bitumen coat, 1 layer polythene & 1 coat bitumen (3" thick) | 100 Sft | 2427.75 | 13766.99 | m2 | 261.23 | 1481.33 | 6.20.1
06-26-b-01 | Damp proof course of cem. conc. 1:2:4 including bitumen coat, 1 layer polythene & 2 coats bitumen (1.5" thick) | 100 Sft | 2297.02 | 10721 | m2 | 247.16 | 1153.58 | 6.20.1
06-26-b-02 | Damp proof course of cem. conc. 1:2:4 including bitumen coat, 1 layer polythene & 2 coats bitumen (2" thick) | 100 Sft | 2297.02 | 11901.53 | m2 | 247.16 | 1280.6 | 6.20.1
06-26-b-03 | Damp proof course of cem. conc. 1:2:4 including bitumen coat, 1 layer polythene & 2 coats bitumen (3" thick) | 100 Sft | 2421.59 | 14580.96 | m2 | 260.56 | 1568.91 | 6.20.1
06-27-a-01 | Damp proof course in c/s plaster, 1 layer polythene, 1 coat bitumen Ratio 1:4 (0.5" thick) | 100 Sft | 2110.27 | 7055.3 | m2 | 227.07 | 759.15 | 6.20.2
06-27-a-02 | Damp proof course in c/s plaster, 1 layer polythene, 1 coat bitumen Ratio 1:4 (0.75" thick) | 100 Sft | 2110.27 | 7655.31 | m2 | 227.07 | 823.71 | 6.20.2
06-27-a-03 | Damp proof course in c/s plaster, 1 layer polythene, 1 coat bitumen Ratio 1:3 (0.5" thick) | 100 Sft | 2110.27 | 7240.68 | m2 | 227.07 | 779.1 | 6.20.2
06-27-a-04 | Damp proof course in c/s plaster, 1 layer polythene, 1 coat bitumen Ratio 1:3 (0.75" thick) | 100 Sft | 2110.27 | 7871.66 | m2 | 227.07 | 846.99 | 6.20.2
06-27-a-05 | Damp proof course in c/s plaster, 1 layer polythene, 1 coat bitumen Ratio 1:2 (0.5" thick) | 100 Sft | 2110.27 | 7701.5 | m2 | 227.07 | 828.68 | 6.20.2
06-27-a-06 | Damp proof course in c/s plaster, 1 layer polythene, 1 coat bitumen Ratio 1:2 (0.75" thick) | 100 Sft | 2110.27 | 8563.58 | m2 | 227.07 | 921.44 | 6.20.2
06-27-b-01 | Damp proof course in c/s plaster, 1 layer polythene, 2 coats bitumen Ratio 1:4 (0.5" thick) | 100 Sft | 2110.27 | 7875.43 | m2 | 227.07 | 847.4 | 6.20.2
06-27-b-02 | Damp proof course in c/s plaster, 1 layer polythene, 2 coats bitumen Ratio 1:4 (0.75" thick) | 100 Sft | 2110.27 | 8475.43 | m2 | 227.07 | 911.96 | 6.20.2
06-27-b-03 | Damp proof course in c/s plaster, 1 layer polythene, 2 coats bitumen Ratio 1:3 (0.5" thick) | 100 Sft | 2110.27 | 8060.8 | m2 | 227.07 | 867.34 | 6.20.2
06-27-b-04 | Damp proof course in c/s plaster, 1 layer polythene, 2 coats bitumen Ratio 1:3 (0.75" thick) | 100 Sft | 2110.27 | 8691.78 | m2 | 227.07 | 935.24 | 6.20.2
06-27-b-05 | Damp proof course in c/s plaster, 1 layer polythene, 2 coats bitumen Ratio 1:2 (0.5" thick) | 100 Sft | 2110.27 | 8521.62 | m2 | 227.07 | 916.93 | 6.20.2
06-27-b-06 | Damp proof course in c/s plaster, 1 layer polythene, 2 coats bitumen Ratio 1:2 (0.75" thick) | 100 Sft | 2110.27 | 9459.98 | m2 | 227.07 | 1017.89 | 6.20.2
06-28 | Providing and laying polythene sheet 0.005" thick (0.05mm 500gauge) under cement concete. | 100 Sft | 31.17 | 3289.56 | m2 | 3.35 | 353.96 | 9.14.3.4
06-29 | Type I Water Proofing Treatment behind wall | Sft | 45.75 | 171.46 | m2 | 492.31 | 1844.93 | 9.14.6
06-30-a-01 | V. Damp proof c/s plaster, 1 layer polythene 1 coat bitumen Ratio 1:4 (0.5" thick) | 100 Sft | 2110.27 | 7055.3 | m2 | 227.07 | 759.15 | 6.20.2
06-30-a-02 | V. Damp proof c/s plaster, 1 layer polythene 1 coat bitumen Ratio 1:4 (0.75" thick) | 100 Sft | 2110.27 | 7655.31 | m2 | 227.07 | 823.71 | 6.20.2
06-30-a-03 | V. Damp proof c/s plaster, 1 layer polythene 1 coat bitumen Ratio 1:3 (0.5" thick) | 100 Sft | 2110.27 | 7240.68 | m2 | 227.07 | 779.1 | 6.20.2
06-30-a-04 | V. Damp proof c/s plaster, 1 layer polythene 1 coat bitumen Ratio 1:3 (0.75" thick) | 100 Sft | 2110.27 | 7871.66 | m2 | 227.07 | 846.99 | 6.20.2
06-30-a-05 | V. Damp proof c/s plaster, 1 layer polythene 1 coat bitumen Ratio 1:2 (0.5" thick) | 100 Sft | 2110.27 | 7701.5 | m2 | 227.07 | 828.68 | 6.20.2
06-30-a-06 | V. Damp proof c/s plaster, 1 layer polythene 1 coat bitumen Ratio 1:2 (0.75" thick) | 100 Sft | 2110.27 | 8639.85 | m2 | 227.07 | 929.65 | 6.20.2
06-30-b-01 | V. Damp proof c/s plaster, 1 layer polythene 2 coats bitumen Ratio 1:4 (0.5" thick) | 100 Sft | 2110.27 | 7875.43 | m2 | 227.07 | 847.4 | 6.20.2
06-30-b-02 | V. Damp proof c/s plaster, 1 layer polythene 2 coats bitumen Ratio 1:4 (0.75" thick) | 100 Sft | 2110.27 | 8475.43 | m2 | 227.07 | 911.96 | 6.20.2
06-30-b-03 | V. Damp proof c/s plaster, 1 layer polythene 2 coats bitumen Ratio 1:3 (0.5" thick) | 100 Sft | 2110.27 | 8060.8 | m2 | 227.07 | 867.34 | 6.20.2
06-30-b-04 | V. Damp proof c/s plaster, 1 layer polythene 2 coats bitumen Ratio 1:3 (0.75" thick) | 100 Sft | 2110.27 | 8691.78 | m2 | 227.07 | 935.24 | 6.20.2
06-30-b-05 | V. Damp proof c/s plaster, 1 layer polythene 2 coats bitumen Ratio 1:2 (0.5" thick) | 100 Sft | 2110.27 | 8522.38 | m2 | 227.07 | 917.01 | 6.20.2
06-30-b-06 | V. Damp proof c/s plaster, 1 layer polythene 2 coats bitumen Ratio 1:2 (0.75" thick) | 100 Sft | 2110.27 | 9459.98 | m2 | 227.07 | 1017.89 | 6.20.2
06-31 | Grouting concrete between the grooves of gates including shuttering | 100 Cft | 12574.5 | 12574.5 | m3 | 4440.65 | 4440.65 | 6.14
06-32 | Chisel dressing concrete surface on sides of grooves | 1000 Sft | 4668.75 | 4668.75 | m2 | 50.24 | 50.24 | 8.1.3.2.d
06-33 | Laying and ramming dry ballast or kankar | 100 Sft | 3237 | 3237 | m2 | 348.3 | 348.3 | 6.1.4.8
06-34 | Hoisting & placing in position RCC shelves | 100 No | 15207.67 | 15207.67 | No | 152.08 | 152.08 | 6.1.3, 6.2,
06-35 | Benches Providing fixing 4 seated white or coloured light shade marble mosaic benches (5-1/2 ft. x 1-1/2 ft. x 1-3/4 ft.) (1676 mm x 533 mm x 457 mm) without back in white cement including cartage, loading and unloading etc. complete . | No | 295.69 | 7327.5 | No | 295.69 | 7327.5 | 10.9.3
06-36-a | Breaking brick ballast, screening & stacking 2" ring | 100 Cft | 2490 | 2490 | m3 | 879.34 | 879.34 | 6.1.4.8
06-36-b | Breaking brick ballast, screening & stacking 1.5" ring | 100 Cft | 2788.8 | 2788.8 | m3 | 984.86 | 984.86 | 6.1.4.8
06-36-c | Breaking brick ballast, screening & stacking 1" ring | 100 Cft | 3237 | 3237 | m3 | 1143.14 | 1143.14 | 6.1.4.8
06-36-d | Breaking brick ballast, screening & stacking. Jhama ballast 3/4" ring | 100 Cft | 3735 | 3735 | m3 | 1319 | 1319 | 6.1.4.8
06-37 | Supply & fix broken glasses on court yard walls, including 1:3:6 cement concrete coping | 100 Rft | 2925.75 | 7197.43 | m | 95.99 | 236.14 | 6.1.3, 6.2,
06-38 | Crushing stone ballast by machine | 100 Cft | 2490 | 2490 | m3 | 879.34 | 879.34 | 6.1.4.8
06-39-a | Breaking stone ballast screened & stacked 2" ring | 100 Cft | 2788.8 | 2788.8 | m3 | 984.86 | 984.86 | 6.1.4.8.1
06-39-b | Breaking stone ballast screened & stacked 1.5" ring | 100 Cft | 3237 | 3237 | m3 | 1143.14 | 1143.14 | 6.1.4.8.1
06-39-c | Breaking stone ballast screened & stacked 1" ring | 100 Cft | 3735 | 3735 | m3 | 1319 | 1319 | 6.1.4.8.1
06-39-d | Breaking stone ballast screened & stacked 0.5" ring | 100 Cft | 4980 | 4980 | m3 | 1758.67 | 1758.67 | 6.1.4.8.1
06-39-e | Breaking stone ballast screened & stacked 1/8 to 1/4" ring | 100 Cft | 8466 | 8466 | m3 | 2989.74 | 2989.74 | 6.1.4.8.1
06-40 | Screening and stacking stone ballast, shingle or bajri etc | 100 Cft | 796.8 | 796.8 | m3 | 281.39 | 281.39 | 6.1.4.8.1
06-41 | Washing ballast, bajri or shingle | 100 Cft | 796.8 | 796.8 | m3 | 281.39 | 281.39 | 6.1.4.8.1
06-42 | Erecting and carting sun shades of precast RCC (upto 5"x 2.5") | Each | 505.47 | 1064.37 | Each | 505.47 | 1064.37 | 6.12
06-43-a | S/F of pre cast slab of size 2'-6'' x 1'-6'' x 3'' with 3/8'' dia steel (Main & distribution) @ 4'' c/c complete on drain. | Each | 29.57 | 331.37 | Each | 29.57 | 331.37 | 6.12
06-43-b | S/F of pre cast slab of size 3' x 1'-6'' x 3'' with 3/8'' dia steel (Main & distribution) @ 4'' c/c complete on drain. | Each | 37.02 | 327.65 | Each | 37.02 | 327.65 | 6.12
06-43-c | S/F of pre cast slab of size 3' x 2' x 3'' with 3/8'' dia steel (Main & distribution) @ 4'' c/c complete on drain. | Each | 41.87 | 516.93 | Each | 41.87 | 516.93 | 6.12
06-43-d | S/F of pre cast slab of size 4' x 1'-6'' x 4'' with steel of Main bars 1/2'' dia @ 3''c/c and Distribution bars 3/8'' dia @ 4'' c/c complete on drain. | Each | 46.84 | 404.53 | Each | 46.84 | 404.53 | 6.12
06-43-e | S/F of pre cast slab of size 5'-6'' x 1'-6'' x 4'' with steel of Main bars 1/2'' dia @ 3''c/c and Distribution bars 3/8'' dia @ 4'' c/c complete on drain. | Each | 49.32 | 608.22 | Each | 49.32 | 608.22 | 6.12
06-43-f | S/F of pre cast slab of size 6' x 1'-6'' x 4'' with steel of Main bars 1/2'' dia @ 3''c/c and Distribution bars 3/8'' dia @ 4'' c/c complete on drain. | Each | 51.8 | 722.48 | Each | 51.8 | 722.48 | 6.12
06-43-g | S/F of pre cast slab of size 7' x 1'-6'' x 4'' with steel of Main bars 1/2'' dia @ 3''c/c and Distribution bars 3/8'' dia @ 4'' c/c complete on drain. | Each | 54.17 | 892.52 | Each | 54.17 | 892.52 | 6.12
06-44-a | PCC 1:3:6 in mass concrete less formwork using 50% boulders | 100 Cft | 6157.77 | 20057.9 | m3 | 2174.6 | 7083.39 | 6.25, 6.11
06-44-b | PCC 1:3:6 in mass concrete less formwork using 40% boulders | 100 Cft | 6147.81 | 22198.33 | m3 | 2171.08 | 7839.27 | 6.25, 6.11
06-44-c | PCC 1:3:6 in mass concrete less formwork using 30% boulders | 100 Cft | 6147.81 | 24376.74 | m3 | 2171.08 | 8608.57 | 6.25, 6.11
06-45-a | PCC 1:4:8 in mass concrete less formwork using 50% boulders | 100 Cft | 6147.81 | 17306.82 | m3 | 2171.08 | 6111.85 | 6.25, 6.11
06-45-b | PCC 1:4:8 in mass concrete less formwork using 40% boulders | 100 Cft | 6147.81 | 18918.97 | m3 | 2171.08 | 6681.18 | 6.25, 6.11
06-45-c | PCC 1:4:8 in mass concrete less formwork using 30% boulders | 100 Cft | 6147.81 | 20531.12 | m3 | 2171.08 | 7250.5 | 6.25, 6.11
06-46-a | Erecting & removing formwork to concrete in any shape / position (Horizontal) | 100 Sft | 4295.25 | 6360.75 | m2 | 462.17 | 684.42 | 6.5
06-46-b | Erecting & removing formwork to concrete in any shape / position (Vertical) | 100 Sft | 4295.25 | 6603.75 | m2 | 462.17 | 710.56 | 6.5
06-47-a | Erection and removal of steel Form work for RCC or Plain Concrete (Horizontal) | 100 Sft | 4295.25 | 7940.25 | m2 | 462.17 | 854.37 | 6.5
06-47-b | Erection and removal of steel Form work for RCC or Plain Concrete (vertical) | 100 Sft | 4295.25 | 8304.75 | m2 | 462.17 | 893.59 | 6.5
06-47-c | Erection and removal of Form work with M.S.Pipe Scaffolding & Plywood Sheet for RCC or Plain Concrete (horizontal) | 100 Sft | 4092.94 | 10167.94 | m2 | 440.4 | 1094.07 | 6.5
06-47-d | Erection and removal of Form work with M.S.Pipe Scaffolding & Plywood Sheet for RCC or Plain Concrete (Vertical) | 100 Sft | 4092.94 | 10775.44 | m2 | 440.4 | 1159.44 | 6.5
06-47-e | Add extra to the item codes 06-46 and 06-47-a to d for Erection and removal of Form work for ornamental work in RCC or Plain cement concrete. | 100 Sft | 1431.75 | 1431.75 | m2 | 154.06 | 154.06 | 0
06-48-a | Class A1 concrete in reinforcement/non reinforcement concrete structure with minimum cylinder compressive strength 3000 psi on 28 days other than concrete in water and piles with consistency range in slump 25-75 mm with water cement ratio 0.58 | 100 Cft | 9773.25 | 41612.96 | m3 | 3451.39 | 14695.49 | 6.1.3 , 6.3
06-48-b | Class A2 cement concrete for concrete place under water with minimum cylinder compressive strength 3500 psi on 28 days with consistency range in slump 100-150 mm with water cement ratio 0.58 | 100 Cft | 9773.25 | 45926.68 | m3 | 3451.39 | 16218.87 | 6.1.3 , 6.3
06-48-c | Class A3 cement concrete for concrete in pile with minimum cylinder compressive strenght 4000 psi on 28 days other than concrete in water and piles with consistency range in slump 100-150 mm with water cement ratio 0.58 | 100 Cft | 9773.25 | 50047.45 | m3 | 3451.39 | 17674.11 | 6.1.3 , 6.3
06-48-d | Class B concrete for concrete in pile specified works only with minimum cylinder compressive strenght 2418 psi on 28 days and consistency range in slump 25-75 mm with water cement ratio 0.65 | 100 Cft | 9773.25 | 33727.77 | m3 | 3451.39 | 11910.86 | 6.1.3 , 6.3
06-48-e | Class C concrete for concrete for cribbing or otherwise specified in special provision with minimum cylinder compressive strength 3000 psi on 28 days and consistency range in slump 25-75 mm with water cement ratio 0.58 | 100 Cft | 9773.25 | 39596.59 | m3 | 3451.39 | 13983.42 | 6.1.3 , 6.3
06-48-f | Class D1 concrete for concrete in pre-stressed & post tensioned with minimum cylinder compressive strength 4978.12 psi on 28 days and consistency range in slump 50-100 mm with water cement ratio 0.40 | 100 Cft | 9773.25 | 56231.54 | m3 | 3451.39 | 19858 | 6.1.3 , 6.3
06-48-g | Class D2 concrete for concrete in pre-stressed & post tensioned with minimum cylinder compressive strength 6045 psi on 28 days and consistency range in slump 50-100 mm with water cement ratio 0.40 | 100 Cft | 9773.25 | 60001.33 | m3 | 3451.39 | 21189.29 | 6.1.3 , 6.3
06-48-h | Class D3 concrete for concrete in pre-stressed & post tensioned with minimum cylinder compressive strength 7112 psi on 28 days and consistency range in slump 50-100 mm with water cement ratio 0.40 | 100 Cft | 9773.25 | 64689.94 | m3 | 3451.39 | 22845.06 | 6.1.3 , 6.3
06-48-i | Class Y concrete for concrete use as filler in steel grid, Bridge floor, in then reinforced section etc with minimum cylinder compressive strength 2575 psi on 28 days and consistency range in slump 50-100 mm with water cement ratio 0.58 | 100 Cft | 9773.25 | 44046.42 | m3 | 3451.39 | 15554.86 | 6.1.3 , 6.3
06-48-j | Lean concrete for use as thin layer under neath footings with cylinder compressive strength of 1423 psi on 28 days. | 100 Cft | 9773.25 | 30892.66 | m3 | 3451.39 | 10909.65 | 6.1.3
06-49-a | Concrete Class A1 | 100 Cft | 8472.22 | 43727.62 | m3 | 2991.94 | 15442.28 | 6.1.3
06-49-b | Concrete Class B | 100 Cft | 8472.22 | 33684.83 | m3 | 2991.94 | 11895.7 | 6.1.3
06-49-c | Concrete Class C | 100 Cft | 8472.22 | 41618.32 | m3 | 2991.94 | 14697.38 | 6.1.3
06-49-d | Concrete Class D1 | 100 Cft | 8472.22 | 62840.46 | m3 | 2991.94 | 22191.92 | 6.1.3
06-49-e | Concrete Class Y | 100 Cft | 8472.22 | 46582.36 | m3 | 2991.94 | 16450.42 | 6.1.3
06-49-f | Lean concrete | 100 Cft | 8472.22 | 30478.35 | m3 | 2991.94 | 10763.34 | 6.1.3
06-50-a | Precast Concrete, Class A1 | 100 Cft | 8472.22 | 44683.47 | m3 | 2991.94 | 15779.83 | 6.1.3 ,
06-50-b | Providing & Fixing of Precast Precast Boundary Wall Columns (6" x 6" x 10'), Horizontal Precast Planks (2" x 12" x 8'), Horizontal Coloured Strip (2" x 12" x 8') and Concrete Column Cap (9" x 9"), Excavation, P.C.C (1:4:8), P.C.C (1:2:4) with back filling, complete in all respects. | Rft | 71.38 | 955.16 | m | 234.17 | 3133.74 | 6.1.3 ,
06-51-a | Top Surface of Slab Panel having 2.5\" thick concrete (1:2:4) | 100 Sft | 1606.05 | 10871.23 | m2 | 172.81 | 1169.74 | 6.26
06-51-b | Joining of Wall and Slab Panels without mesh per running ft | 100 Rft | 2751.45 | 3467.08 | m | 90.27 | 113.75 | 6.26
06-51-c | Plastering (1:3) of 1\" thickness on single face of SCIP upto 20' height | 100 Sft | 3486 | 7356.42 | m2 | 375.09 | 791.55 | 0
06-51-d | Dismantling SCIP (Structural Concrete Insulated Panel) | 100 Sft | 2988 | 2988 | m2 | 321.51 | 321.51 | 6.26
06-51-e | Shotcreting of 1\" thickness on single side of SCIP (1:2:1) | 100 Sft | 2418.41 | 13369.42 | m2 | 260.22 | 1438.55 | 6.26
06-51-f | Panel Erection Full Length without cutting | 100 Sft | 2091.6 | 2322.45 | m2 | 225.06 | 249.9 | 6.26
06-51-g | Panel Erection Full Length with Cutting | 100 Sft | 2739 | 3085.27 | m2 | 294.72 | 331.98 | 6.26
07-01-a | 1st class brickwork in mud mortar in buildings in522foundation and plinth | 100 Cft | 5898.81 | 30025.69 | m3 | 2083.15 | 10603.48 | 5.2.1, 7.2
07-01-b | 1st class brickwork in mud mortar in buildings in522ground floor | 100 Cft | 7838.52 | 32163.69 | m3 | 2768.15 | 11358.51 | 5.2.1, 7.2
07-02-a | Add extra on Item 07-01 for brickwork in First floor | 100 Cft | 1462.88 | 1512.45 | m3 | 516.61 | 534.12 | 0
07-02-b | Add extra on Item 07-01 for brickwork in Second floor | 100 Cft | 3392.63 | 3442.2 | m3 | 1198.1 | 1215.6 | 0
07-02-c | Add extra on Item 07-01 for brickwork in Third floor | 100 Cft | 5322.38 | 5371.95 | m3 | 1879.58 | 1897.09 | 0
07-02-d | Add extra on Item 07-01 for brickwork in Fourth & subsequent floors. | 100 Cft | 7252.13 | 7301.7 | m3 | 2561.07 | 2578.57 | 0
07-03-a | 1st class brick work in mud mortar other than522building Upto 20 ft. height | 100 Cft | 8217 | 32542.17 | m3 | 2901.81 | 11492.17 | 5.2.1, 7.2
07-03-b | 1st class brick work in mud mortar other than522building Extra labour for each 5 ft. addl. height or part | 100 Cft | 1462.88 | 1512.45 | m3 | 516.61 | 534.12 | 5.2.1, 7.2
07-04-a-01 | 1st class brick work in foundation and plinth in522Cement, sand mortar 1:2 | 100 Cft | 7798.68 | 42413.48 | m3 | 2754.08 | 14978.19 | 5.2.1, 7.2
07-04-a-02 | 1st class brick work in foundation and plinth in522Cement, sand mortar 1:3 | 100 Cft | 7798.68 | 39935.46 | m3 | 2754.08 | 14103.09 | 7.1, 7.2 ,
07-04-a-03 | 1st class brick work in foundation and plinth in522Cement, sand mortar 1:4 | 100 Cft | 7798.68 | 38448.65 | m3 | 2754.08 | 13578.03 | 5.2.2, 7.2
07-04-a-04 | 1st class brick work in foundation and plinth in522Cement, sand mortar 1:5 | 100 Cft | 7798.68 | 37381.16 | m3 | 2754.08 | 13201.04 | 5.2.2, 7.2
07-04-a-05 | 1st class brick work in foundation and plinth in522Cement, sand mortar 1:6 | 100 Cft | 7798.68 | 36763.59 | m3 | 2754.08 | 12982.95 | 5.2.2, 7.2
07-04-a-06 | 1st class brick work in foundation and plinth in522Cement, sand mortar 1:7 | 100 Cft | 7798.68 | 36227.96 | m3 | 2754.08 | 12793.79 | 5.2.2, 7.2
07-04-a-07 | 1st class brick work in foundation and plinth in522Cement, sand mortar 1:8 | 100 Cft | 7798.68 | 35796.97 | m3 | 2754.08 | 12641.59 | 5.2.2, 7.2
07-04-b-01 | 1st class brick work in foundation and plinth in522Lime, cement,sand mortar 1:1:6 | 100 Cft | 7798.68 | 37435.62 | m3 | 2754.08 | 13220.28 | 5.2.4, 7.2
07-04-b-02 | 1st class brick work in foundation and plinth in522Lime, cement, sand mortar 1:1:7 | 100 Cft | 7798.68 | 36895.86 | m3 | 2754.08 | 13029.66 | 5.2.4, 7.2
07-04-b-03 | 1st class brick work in foundation and plinth in522Lime, cement, sand mortar 1:1:8 | 100 Cft | 7798.68 | 36481.85 | m3 | 2754.08 | 12883.46 | 5.2.4, 7.2
07-04-b-04 | 1st class brick work in foundation and plinth in522Lime, cement, sand mortar 1:1:9 | 100 Cft | 7798.68 | 36099.68 | m3 | 2754.08 | 12748.49 | 5.2.4, 7.2
07-04-b-05 | 1st class brick work in foundation and plinth in Lime, cement, sand mortar 1:1:10 | 100 Cft | 7798.68 | 35826.8 | m3 | 2754.08 | 12652.13 | 5.2.4, 7.2
07-04-c | 1st class brick work in foundation and plinth in Lime, sand mortar 1:2 | 100 Cft | 7798.68 | 35299.05 | m3 | 2754.08 | 12465.75 | 5.2.3, 7.2
07-04-c-01 | 1st class brick work in foundation and plinth in lime, sand, surkhi 1:1:1 | 100 Cft | 7798.68 | 34817.57 | m3 | 2754.08 | 12295.72 | 5.2.3, 7.2
07-04-c-02 | 1st class brick work in foundation and plinth in lime, coarse cinder. | 100 Cft | 7798.68 | 35540.32 | m3 | 2754.08 | 12550.96 | 5.2.3, 7.2
07-04-c-03 | 1st class brick work in foundation and plinth in lime, surkhi mortar 2:3 | 100 Cft | 7798.68 | 35339.25 | m3 | 2754.08 | 12479.95 | 5.2.3, 7.2
07-04-c-04 | 1st class brick work in foundation and plinth in lime, surkhi mortar 1:2 | 100 Cft | 7798.68 | 34767.2 | m3 | 2754.08 | 12277.93 | 5.2.3, 7.2
07-04-c-05 | 1st class brick work in foundation and plinth in lime, surkhi mortar 1:3 | 100 Cft | 7798.68 | 34047.36 | m3 | 2754.08 | 12023.72 | 5.2.3, 7.2
07-05-a-01 | 1st class brick work in ground floor Cement, sand mortar 1:2 | 100 Cft | 10039.68 | 44852.77 | m3 | 3545.48 | 15839.62 | 5.2.3, 7.2
07-05-a-02 | 1st class brick work in ground floor Cement, sand mortar 1:3 | 100 Cft | 10039.68 | 42374.75 | m3 | 3545.48 | 14964.52 | 5.2.2, 7.2
07-05-a-03 | 1st class brick work in ground floor Cement, sand mortar 1:4 | 100 Cft | 10039.68 | 40887.94 | m3 | 3545.48 | 14439.45 | 5.2.2, 7.2
07-05-a-04 | 1st class brick work in ground floor Cement, sand mortar 1:5 | 100 Cft | 10039.68 | 39896.73 | m3 | 3545.48 | 14089.41 | 5.2.2, 7.2
07-05-a-05 | 1st class brick work in ground floor Cement, sand mortar 1:6 | 100 Cft | 10039.68 | 39202.88 | m3 | 3545.48 | 13844.38 | 5.2.2, 7.2
07-05-a-06 | 1st class brick work in ground floor Cement, sand mortar 1:7 | 100 Cft | 10039.68 | 38667.25 | m3 | 3545.48 | 13655.22 | 5.2.2, 7.2
07-05-a-07 | 1st class brick work in ground floor Cement, sand mortar 1:8 | 100 Cft | 10039.68 | 38236.26 | m3 | 3545.48 | 13503.02 | 5.2.2, 7.2
07-05-b-01 | 1st class brick work in ground floor Lime, cement, sand mortar 1:1:6 | 100 Cft | 10226.43 | 40048.79 | m3 | 3611.43 | 14143.11 | 5.2.4, 7.2
07-05-b-02 | 1st class brick work in ground floor Lime, cement, sand mortar 1:1:7 | 100 Cft | 10226.43 | 39521.9 | m3 | 3611.43 | 13957.04 | 5.2.4, 7.2
07-05-b-03 | 1st class brick work in ground floor Lime, cement, sand mortar 1:1:8 | 100 Cft | 10226.43 | 39090.07 | m3 | 3611.43 | 13804.54 | 5.2.4, 7.2
07-05-b-04 | 1st class brick work in ground floor Lime, cement, sand mortar 1:1:9 | 100 Cft | 10226.43 | 38725.72 | m3 | 3611.43 | 13675.87 | 5.2.4, 7.2
07-05-b-05 | 1st class brick work in ground floor Lime, cement, sand mortar 1:1:10 | 100 Cft | 10226.43 | 38452.84 | m3 | 3611.43 | 13579.5 | 5.2.4, 7.2
07-05-c | 1st class brick work in ground floor Lime, sand522mortar 1:2 | 100 Cft | 10226.43 | 37925.08 | m3 | 3611.43 | 13393.13 | 5.2.3, 7.2
07-05-c-01 | 1st class brick work in foundation and plinth in522lime, sand, surkhi 1:1:1. | 100 Cft | 7798.68 | 34817.57 | m3 | 2754.08 | 12295.72 | 5.2.3, 7.2
07-05-c-02 | 1st class brick work in Ground floor lime, coarse522cinder. | 100 Cft | 10226.43 | 37968.07 | m3 | 3611.43 | 13408.31 | 5.2.3, 7.2
07-05-c-03 | 1st class brick work in Ground floor lime, surkhi522mortar 2:3 | 100 Cft | 10226.43 | 37767 | m3 | 3611.43 | 13337.3 | 5.2.3, 7.2
07-05-c-04 | 1st class brick work in Ground floor lime, surkhi522mortar 1:2 | 100 Cft | 10226.43 | 37194.95 | m3 | 3611.43 | 13135.29 | 5.2.3, 7.2
07-05-c-05 | 1st class brick work in Ground floor lime, surkhi522mortar 1:3 | 100 Cft | 10226.43 | 36475.11 | m3 | 3611.43 | 12881.08 | 5.2.3, 7.2
07-06-a | Add extra on item No.07-05 for brick work in First floor | 100 Cft | 1462.88 | 1512.45 | m3 | 516.61 | 534.12 | 0
07-06-b | Add extra on item No.07-05 for brick work in in Second floor | 100 Cft | 3392.63 | 3442.2 | m3 | 1198.1 | 1215.6 | 0
07-06-c | Add extra on item No.07-05 for brick work in Third floor | 100 Cft | 5322.38 | 5371.95 | m3 | 1879.58 | 1897.09 | 0
07-06-d | Add extra on item No.07-05 for brick work in in Fourth & subsequent floors. | 100 Cft | 8683.88 | 8733.45 | m3 | 3066.68 | 3084.19 | 0
07-07-a-01 | 1st class brick work other than building upto 10 ft.522height : Cement, sand mortar 1:2 | 100 Cft | 9150.75 | 43963.84 | m3 | 3231.56 | 15525.7 | 5.2.2, 7.2
07-07-a-02 | 1st class brick work other than building upto 10 ft.522height : Cement, sand mortar 1:3 | 100 Cft | 9648.75 | 41983.82 | m3 | 3407.43 | 14826.46 | 5.2.2, 7.2
07-07-a-03 | 1st class brick work other than building upto 10 ft.522height : Cement, sand mortar 1:4 | 100 Cft | 9150.75 | 39999.01 | m3 | 3231.56 | 14125.53 | 5.2.2, 7.2
07-07-a-04 | 1st class brick work other than building upto 10 ft.522height : Cement, sand mortar 1:5 | 100 Cft | 9150.75 | 39007.8 | m3 | 3231.56 | 13775.49 | 5.2.2, 7.2
07-07-a-05 | 1st class brick work other than building upto 10 ft.522height : Cement, sand mortar 1:6 | 100 Cft | 9150.75 | 38313.95 | m3 | 3231.56 | 13530.46 | 5.2.2, 7.2
07-07-a-06 | 1st class brick work other than building upto 10 ft.522height : Cement, sand mortar 1:7 | 100 Cft | 9150.75 | 37778.32 | m3 | 3231.56 | 13341.3 | 5.2.2, 7.2
07-07-a-07 | 1st class brick work other than building upto 10 ft.522height : Cement, sand mortar 1:8 | 100 Cft | 9150.75 | 37347.33 | m3 | 3231.56 | 13189.1 | 5.2.2, 7.2
07-07-b-01 | 1st class brick work other than building upto 10 ft.522height : Lime, cement, sand mortar 1:1:6 | 100 Cft | 9150.75 | 38985.98 | m3 | 3231.56 | 13767.78 | 5.2.4, 7.2
07-07-b-02 | 1st class brick work other than building upto 10 ft.522height : Lime, cement, sand mortar 1:1:7 | 100 Cft | 9150.75 | 38447.75 | m3 | 3231.56 | 13577.71 | 5.2.4, 7.2
07-07-b-03 | 1st class brick work other than building upto 10 ft.522height : Lime, cement, sand mortar 1:1:8 | 100 Cft | 9150.75 | 38014.39 | m3 | 3231.56 | 13424.67 | 5.2.4, 7.2
07-07-b-04 | 1st class brick work other than building upto 10 ft.522height : Lime, cement, sand mortar 1:1:9 | 100 Cft | 9150.75 | 37650.04 | m3 | 3231.56 | 13296 | 5.2.4, 7.2
07-07-b-05 | 1st class brick work other than building upto 10 ft.522height : Lime, cement, sand mortar 1:1:10 | 100 Cft | 9150.75 | 37377.16 | m3 | 3231.56 | 13199.63 | 5.2.4, 7.2
07-07-c | 1st class brick work other than building upto 10 ft.522height : Lime, sand mortar 1:2 | 100 Cft | 9150.75 | 36849.4 | m3 | 3231.56 | 13013.25 | 5.2.4, 7.2
07-07-c-01 | 1st class brick work in other than building upto 10522ft height in lime, sand, surkhi 1:1:1 | 100 Cft | 9150.75 | 36368.08 | m3 | 3231.56 | 12843.28 | 5.2.3, 7.2
07-07-c-02 | 1st class brick work in other than building upto 10522ft height in lime, coarse cinder 1:1 | 100 Cft | 9150.75 | 37093.59 | m3 | 3231.56 | 13099.49 | 5.2.3, 7.2
07-07-c-03 | 1st class brick work in other than building upto 10522ft height in lime, surkhi mortar 2:3 | 100 Cft | 9150.75 | 36889.61 | m3 | 3231.56 | 13027.46 | 5.2.3, 7.2
07-07-c-04 | 1st class brick work in other than building upto 10522ft height in lime, surkhi mortar 1:2 | 100 Cft | 7656.75 | 34823.56 | m3 | 2703.96 | 12297.84 | 5.2.3, 7.2
07-07-c-05 | 1st class brick work in other than building upto 10522ft height in lime, surkhi mortar 1:3 | 100 Cft | 10226.43 | 36673.4 | m3 | 3611.43 | 12951.1 | 5.2.3, 7.2
07-08 | Add extra on item No. 07-07 for every 10 ft. additional height, or part thereof | 100 Cft | 1462.88 | 1502.53 | m3 | 516.61 | 530.62 | 0
07-09 | Extra labour for arch work in brick masonry, including labour for centring and decentring | 100 Cft | 3859.5 | 3958.64 | m3 | 1362.97 | 1397.98 | 0
07-10 | Extra for 1st class brick work in steining of wells or any other circular masonry. | 100 Cft | 2334.38 | 3543.3 | m3 | 824.38 | 1251.31 | 0
07-11 | Extra labour for profile & flared walls | 100 Cft | 2863.5 | 2863.5 | m3 | 1011.24 | 1011.24 | 0
07-12-a | Extra labour for 1st class brick work in pier/abutment From 10 ft.to 20 ft. height. | 100 Cft | 1929.75 | 1929.75 | m3 | 681.49 | 681.49 | 0
07-12-b | Extra labour for 1st class brick work in pier/abutment Exceeding 20 ft height. | 100 Cft | 3361.5 | 3361.5 | m3 | 1187.1 | 1187.1 | 0
07-13 | Extra for face work (half brick thick) using special522bricks instead of first class bricks. | 100 Sft | 1929.75 | 1929.75 | m2 | 207.64 | 207.64 | 0
07-14 | Reinforced brick work in lintel of openings, laid in5221:3 cement mortar complete | 100 Cft | 25117.88 | 58377.18 | m3 | 8870.3 | 20615.73 | 5.2.2 ,
07-15-a | Extra for dressing or chamfering bricks for Special architectural bricks | 100 No | 6100.5 | 6100.5 | 100 No. | 6100.5 | 6100.5 | 0
07-15-b | Extra for dressing or chamfering bricks for all other purposes. | 100 No | 4233 | 4233 | 100 No. | 4233 | 4233 | 0
07-16-a | Perf. 1st class brick wall 1/2 brick thick in ground floor : Mud mortar | 100 Sft | 3921.55 | 10262.35 | m2 | 421.96 | 1104.23 | 5.2.1 , 7.1
07-16-b-01 | Perf. 1st class brick wall 1/2 brick thick in ground522floor : Cement, sand mortar 1:2 | 100 Sft | 5119.19 | 14278.5 | m2 | 550.82 | 1536.37 | 5.2.2, 7.2
07-16-b-02 | Perf. 1st class brick wall 1/2 brick thick in ground522floor : Cement, sand mortar 1:3 | 100 Sft | 5119.19 | 13658.04 | m2 | 550.82 | 1469.61 | 5.2.2, 7.2
07-16-b-03 | Perf. 1st class brick wall 1/2 brick thick in ground522floor : Cement, sand mortar 1:4 | 100 Sft | 5119.19 | 13287.29 | m2 | 550.82 | 1429.71 | 5.2.2, 7.2
07-16-b-04 | Perf. 1st class brick wall 1/2 brick thick in ground522floor : Cement, sand mortar 1:5 | 100 Sft | 5119.19 | 13039.49 | m2 | 550.82 | 1403.05 | 5.2.2, 7.2
07-16-b-05 | Perf. 1st class brick wall 1/2 brick thick in ground522floor : Cement, sand mortar 1:6 | 100 Sft | 5119.19 | 12865.07 | m2 | 550.82 | 1384.28 | 5.2.2, 7.2
07-16-b-06 | Perf. 1st class brick wall 1/2 brick thick in ground522floor : Cement, sand mortar 1:7 | 100 Sft | 5119.19 | 12733.07 | m2 | 550.82 | 1370.08 | 5.2.2, 7.2
07-16-b-07 | Perf. 1st class brick wall 1/2 brick thick in ground522floor : Cement, sand mortar 1:8 | 100 Sft | 5119.19 | 12630.9 | m2 | 550.82 | 1359.08 | 5.2.2, 7.2
07-16-c-01 | Perf. 1st class brick wall 1/2 brick thick in ground522floor : Lime, cement, sand mortar 1:1:6 | 100 Sft | 5119.19 | 12683.09 | m2 | 550.82 | 1364.7 | 5.2.4, 7.2
07-16-c-02 | Perf. 1st class brick wall 1/2 brick thick in ground522floor : Lime, cement, sand mortar 1:1:7 | 100 Sft | 5119.19 | 12559.17 | m2 | 550.82 | 1351.37 | 5.2.4, 7.2
07-16-c-03 | Perf. 1st class brick wall 1/2 brick thick in ground522floor : Lime, cement, sand mortar 1:1:8 | 100 Sft | 5119.19 | 12446.73 | m2 | 550.82 | 1339.27 | 5.2.4, 7.2
07-16-c-04 | Perf. 1st class brick wall 1/2 brick thick in ground522floor : Lime, cement, sand mortar 1:1:9 | 100 Sft | 5119.19 | 12347.2 | m2 | 550.82 | 1328.56 | 5.2.4, 7.2
07-16-c-05 | Perf. 1st class brick wall 1/2 brick thick in ground522floor : Lime, cement, sand mortar 1:1:10 | 100 Sft | 5119.19 | 12289.14 | m2 | 550.82 | 1322.31 | 5.2.4, 7.2
07-16-d | Perf. 1st class brick wall 1/2 brick thick in ground522floor : Lime, sand mortar 1:2 | 100 Sft | 5119.19 | 12140.95 | m2 | 550.82 | 1306.37 | 5.2.3, 7.2
07-17-a | Add extra on item No. 07-16 for 1st class brick work in First floor | 100 Sft | 731.44 | 771.1 | m2 | 78.7 | 82.97 | 0
07-17-b | Add extra on item No. 07-16 for 1st class brick work in Second floor | 100 Sft | 1696.31 | 1735.97 | m2 | 182.52 | 186.79 | 0
07-17-c | Add extra on item No. 07-16 for 1st class brick work in Third floor | 100 Sft | 2661.19 | 2710.76 | m2 | 286.34 | 291.68 | 0
07-17-d | Add extra on item No. 07-16 for 1st class brick work in Fourth & subsequent floors. | 100 Sft | 4341.94 | 4411.34 | m2 | 467.19 | 474.66 | 0
07-18-a | Perf. 1st class brick wall 1 brick thick in ground floor : Mud mortar | 100 Sft | 5882.58 | 18144.3 | m2 | 632.97 | 1952.33 | 7.19
07-18-b-01 | Perf. 1st class brick wall 1 brick thick in ground floor : Cement, sand mortar 1:2 | 100 Sft | 7554.66 | 25060.35 | m2 | 812.88 | 2696.49 | 5.2.2 , 7.2
07-18-b-02 | Perf. 1st class brick wall 1 brick thick in ground floor : Cement, sand mortar 1:3 | 100 Sft | 7554.66 | 23821.34 | m2 | 812.88 | 2563.18 | 5.2.2 , 7.2
07-18-b-03 | Perf. 1st class brick wall 1 brick thick in ground floor : Cement, sand mortar 1:4 | 100 Sft | 7554.66 | 23077.93 | m2 | 812.88 | 2483.19 | 5.2.2 , 7.2
07-18-b-04 | Perf. 1st class brick wall 1 brick thick in ground floor : Cement, sand mortar 1:5 | 100 Sft | 7554.66 | 22582.33 | m2 | 812.88 | 2429.86 | 5.2.2 , 7.2
07-18-b-05 | Perf. 1st class brick wall 1 brick thick in ground floor : Cement, sand mortar 1:6 | 100 Sft | 7554.66 | 22233.5 | m2 | 812.88 | 2392.32 | 5.2.2 , 7.2
07-18-b-06 | Perf. 1st class brick wall 1 brick thick in ground floor : Cement, sand mortar 1:7 | 100 Sft | 7554.66 | 21963.01 | m2 | 812.88 | 2363.22 | 5.2.2 , 7.2
07-18-b-07 | Perf. 1st class brick wall 1 brick thick in ground floor : Cement, sand mortar 1:8 | 100 Sft | 7554.66 | 21752.29 | m2 | 812.88 | 2340.55 | 5.2.2 , 7.2
07-18-c-01 | Perf. 1st class brick wall 1 brick thick in ground floor : Lime, cement, sand mortar 1:1:6 | 100 Sft | 7554.66 | 22571.42 | m2 | 812.88 | 2428.68 | 5.2.4 , 7.2
07-18-c-02 | Perf. 1st class brick wall 1 brick thick in ground floor : Lime, cement, sand mortar 1:1:7 | 100 Sft | 7554.66 | 22295.87 | m2 | 812.88 | 2399.04 | 5.2.4 , 7.2
07-18-c-03 | Perf. 1st class brick wall 1 brick thick in ground floor : Lime, cement, sand mortar 1:1:8 | 100 Sft | 7554.66 | 22103.12 | m2 | 812.88 | 2378.3 | 5.2.4 , 7.2
07-18-c-04 | Perf. 1st class brick wall 1 brick thick in ground floor : Lime, cement, sand mortar 1:1:9 | 100 Sft | 7554.66 | 21903.45 | m2 | 812.88 | 2356.81 | 5.2.4 , 7.2
07-18-c-05 | Perf. 1st class brick wall 1 brick thick in ground floor : Lime, cement, sand mortar 1:1:10 | 100 Sft | 7554.66 | 21770.28 | m2 | 812.88 | 2342.48 | 5.2.4 , 7.2
07-18-d | Perf. 1st class brick wall 1 brick thick in ground floor : Lime, sand mortar 1:2 | 100 Sft | 7554.66 | 21434.7 | m2 | 812.88 | 2306.37 | 5.2.4 , 7.2
07-19-a | Add extra on item No. 07-18 for perf. 1st class brick work in First floor | 100 Sft | 1101.82 | 1101.82 | m2 | 118.56 | 118.56 | 0
07-19-b | Add extra on item No. 07-18 for perf. 1st class brick work in Second floor | 100 Sft | 3392.63 | 3392.63 | m2 | 365.05 | 365.05 | 0
07-19-c | Add extra on item No. 07-18 for perf. 1st class brick work in Third floor | 100 Sft | 6038.25 | 6038.25 | m2 | 649.72 | 649.72 | 0
07-19-d | Add extra on item No. 07-18 for perf. 1st class brck work in Fourth & subsequent floors | 100 Sft | 8683.88 | 8683.88 | m2 | 934.38 | 934.38 | 0
07-20-a | Fire brick masonry in fire-clay mortar Upto 20 ft. height including all charges | 100 Cft | 10084.5 | 26080.65 | m3 | 3561.31 | 9210.3 | 7.2 , 7.3.4
07-20-b | Fire brick masonry in fire-clay mortar. Extra for522every 5 ft. additional height, or part thereof | 100 Cft | 1462.88 | 1562.02 | m3 | 516.61 | 551.62 | 5, 7.2 ,
07-21-a | 1st class brick wall laid in 1:3 c/s mortar reinfd5224.5" thick wall with hoop iron bonding 6" apart | 100 Sft | 3453.26 | 16218.8 | m2 | 371.57 | 1745.14 | 5.2.2,
07-21-b | 1st class brick wall laid in 1:3 c/s mortar reinfd 4.5" thick wall with hoop iron bonding 12" apart | 100 Sft | 3453.26 | 16201.87 | m2 | 371.57 | 1743.32 | 5.2.2,
07-21-c | 1st class brick wall laid in 1:3 c/s mortar reinfd 3" thick | 100 Sft | 2687.58 | 11393.16 | m2 | 289.18 | 1225.9 | 5.2.2,
07-21-d | 1st class brick wall laid in 1:3 c/s mortar reinfd 3" thick wall with hoop iron banding 12" apart | 100 Sft | 2732.77 | 11421.42 | m2 | 294.05 | 1228.94 | 5.2.2,
07-22 | Ghilafi work (1.5 brick thick wall) | 100 Cft | 11142.75 | 26843.07 | m3 | 3935.03 | 9479.55 | 7.1, 7.2 ,
07-23-a | Dry brick pitching | 100 Cft | 3859.5 | 27927.77 | m3 | 1362.97 | 9862.61 | 7.1 , 7.2
07-23-b | Brick Paving (Single Course) | 100 Sft | 4140.75 | 11228.17 | m2 | 445.54 | 1208.15 | 16.3.19
07-23-c | Brick Paving (Double Course) | 100 Sft | 7726.41 | 20320.52 | m2 | 831.36 | 2186.49 | 16.3.19
07-24 | Sun dried bricks in mud mortar | 100 Cft | 6536.25 | 13761.29 | m3 | 2308.26 | 4859.76 | 7.15
07-25 | Pise wall (mud walling) | 100 Cft | 3174.75 | 5285.7 | m3 | 1121.15 | 1866.63 | 7.2
07-26-a | Eave brick moulded in 1:3 c/s mortar 3" thick drip course cornice | 100 Rft | 5260.13 | 12267.06 | m | 172.58 | 402.46 | 7.11
07-26-b | Eave brick moulded in 1:3 c/s mortar 4.5" thick drip course cornice | 100 Rft | 5976 | 15785.86 | m | 196.06 | 517.91 | 7.11
07-26-c | Eave brick moulded in 1:3 c/s mortar 4.5" thick eave brick with back brick | 100 Rft | 4980 | 15206.99 | m | 163.39 | 498.92 | 7.11
07-27-a | Laying dressed or moulded brick cornices in c/s mortar, plaster or paint (1 brick) | 100 Rft | 5976 | 9572.34 | m | 196.06 | 314.05 | 7.9
07-27-b | Laying dressed or moulded brick cornices c/s mortar, plaster or paint (2 brick) | 100 Rft | 8839.5 | 19885.85 | m | 290.01 | 652.42 | 7.9
07-27-c | Laying dressed or moulded brick cornices c/s mortar, plaster or paint (3 brick) | 100 Rft | 11782.68 | 30996.9 | m | 386.57 | 1016.96 | 7.9
07-27-d | Laying dressed or moulded brick cornices c/s mortar, plaster or paint (4 brick) | 100 Rft | 14815.5 | 42216.47 | m | 486.07 | 1385.05 | 7.9
07-28 | Cleaning bricks dismantled from kacha pacca masonry | 1000 No. | 996 | 996 | 1000 No. | 996 | 996 | 4.1
07-29 | Scraping bricks dismantled from 1st class masonry | 1000 No. | 1867.5 | 1867.5 | 1000 No. | 1867.5 | 1867.5 | 4.1
07-30 | Supplying and filling sand under floor or plugging in wells | 100 Cft | 305.77 | 4448.92 | m3 | 107.98 | 1571.12 | 3.1
07-31 | Provide & lay 2" thick & 15" projected tile band, laid in 1:2 c/s mortar | 100 Rft | 15002.25 | 17087.31 | m | 492.2 | 560.61 | 7.2
07-32-a | First class brick tiles clad by laying tiles in522stretcher course, in cement sand mortar 1:3 | 100 Sft | 3927.98 | 11193.37 | m2 | 422.65 | 1204.41 | 5.2.2, 7.7
07-32-b | First class brick tiles clad by laying tiles in522stretcher course, in cement sand mortar 1:4 | 100 Sft | 3927.98 | 10735.76 | m2 | 422.65 | 1155.17 | 5.2.2, 7.7
07-33 | Chamfering sides of head regulators and masonry522walls to increase width | 100 Sft | 11442.55 | 11442.55 | m2 | 1231.22 | 1231.22 | 24.3.6.24.
07-34 | Extra labour for drains of bath rooms etc | 100 Rft | 8553.27 | 8553.27 | m | 280.62 | 280.62 | 0
07-35 | Maroo corners | Each | 372.26 | 372.26 | Each | 372.26 | 372.26 | 0
07-36-a | Masonry with Facing/Special Bricks in cement sand mortar 1:2 upto 10 ft. height (4-1/2'' thick) | 100Cft | 10475.43 | 46776.59 | m3 | 3699.37 | 16519.01 | 7.1 , 7.2
07-36-b | Masonry using Facing/Special bricks in cement sand mortar 1:3 upto 10 ft. height (4-1/2'' thick) | 100Cft | 10226.43 | 44049.95 | m3 | 3611.43 | 15556.11 | 7.1 , 7.2
07-36-c | Masonry using Facing/Special bricks in cement sand mortar 1:4 upto 10 ft. height (4-1/2'' thick) | 100Cft | 10226.43 | 42562.76 | m3 | 3611.43 | 15030.91 | 7.1 , 7.2
07-37 | Add extra on Item 07-38 for every 10 ft additional height or part thereof | 100Cft | 521.66 | 534.54 | m3 | 184.22 | 188.77 | 0
07-38 | Masonry with /Special Bricks in 1:3 c/s mortar in circular core wall of Overhead Reservoir | 100Cft | 18158.32 | 55511.43 | m3 | 6412.56 | 19603.7 | 7.1 , 7.2
07-39-a | Providing and Fixing Face Work with Brick Tiles (Gutka) of size 2'' x 2'' x 9'' on interior, exterior wall with cement sand mortar 1:3 including ties and scaffolding complete in all respects. | 100 Sft | 1929.75 | 21077.86 | m2 | 207.64 | 2267.98 | 7.1 , 7.2
07-39-b | Providing and Fixing Face Work with Brick Tiles (Gutka) of size 3'' x 3'' x 9'' on interior, exterior wall with cement sand mortar 1:3 including ties and scaffolding complete in all respects. | 100 Sft | 1929.75 | 19718.69 | m2 | 207.64 | 2121.73 | 7.1 , 7.2
07-40-a | Hollow Block Masonry in walls upto 20 feet height in 1:2 cement sand mortar using Hollow Block 16"x8"x8" factory manufactured with 1.5" wall thickness and strenght of 1200 psi. | 100Cft | 5291.25 | 20662.72 | m3 | 1868.59 | 7296.98 | 6.22
07-40-b | Hollow Block Masonry in walls upto 20 feet height in 1:3 cement sand mortar using Hollow Block 16"x8"x8" factory manufactured with 1.5" wall thickness and strenght of 1200 psi. | 100Cft | 5291.25 | 19433.25 | m3 | 1868.59 | 6862.79 | 6.22
07-40-c | Hollow Block Masonry in walls upto 20 feet height in 1:4 cement sand mortar using Hollow Block 16"x8"x8" factory manufactured with 1.5" wall thickness and strenght of 1200 psi. | 100Cft | 5291.25 | 18680.31 | m3 | 1868.59 | 6596.9 | 6.22
07-40-d | Hollow Block Masonry in walls upto 20 feet height in 1:5 cement sand mortar using Hollow Block 16"x8"x8" factory manufactured with 1.5" wall thickness and strenght of 1200 psi. | 100Cft | 5291.25 | 18184.7 | m3 | 1868.59 | 6421.87 | 6.22
07-40-e | Hollow Block Masonry in walls upto 20 feet height in 1:6cement sand mortar using Hollow Block 16"x8"x8" factory manufactured with 1.5" wall thickness and strenght of 1200 psi. | 100Cft | 5291.25 | 17878.29 | m3 | 1868.59 | 6313.66 | 6.22
07-40-f | Hollow Block Masonry in walls upto 20 feet height in 1:7 cement sand mortar using Hollow Block 16"x8"x8" factory manufactured with 1.5" wall thickness and strenght of 1200 psi. | 100Cft | 5291.25 | 17571.87 | m3 | 1868.59 | 6205.45 | 6.22
07-40-g | Hollow Block Masonry in walls upto 20 feet height in 1:8 cement sand mortar using Hollow Block 16"x8"x8" factory manufactured with 1.5" wall thickness and strenght of 1200 psi. | 100Cft | 5291.25 | 17353.13 | m3 | 1868.59 | 6128.21 | 6.22
07-41-a | Hollow Block Masonry in walls upto 20 feet height in 1:2 cement sand mortar using Hollow Block 16"x8"x6" factory manufactured with 1.5" wall thickness and strenght of 1200 psi. | 100Cft | 6177.69 | 24822.27 | m3 | 2181.63 | 8765.91 | 6.22
07-41-b | Hollow Block Masonry in walls upto 20 feet height in 1:3 cement sand mortar using Hollow Block 16"x8"x6" factory manufactured with 1.5" wall thickness and strenght of 1200 psi. | 100Cft | 6177.69 | 23335.45 | m3 | 2181.63 | 8240.84 | 6.22
07-41-c | Hollow Block Masonry in walls upto 20 feet height in 1:4 cement sand mortar using Hollow Block 16"x8"x6" factory manufactured with 1.5" wall thickness and strenght of 1200 psi. | 100Cft | 6177.69 | 22443.36 | m3 | 2181.63 | 7925.81 | 6.22
07-41-d | Hollow Block Masonry in walls upto 20 feet height in 1:5 cement sand mortar using Hollow Block 16"x8"x6" factory manufactured with 1.5" wall thickness and strenght of 1200 psi. | 100Cft | 6177.69 | 21848.64 | m3 | 2181.63 | 7715.78 | 6.22
07-41-e | Hollow Block Masonry in walls upto 20 feet height in 1:6 cement sand mortar using Hollow Block 16"x8"x6" factory manufactured with 1.5" wall thickness and strenght of 1200 psi. | 100Cft | 6177.69 | 21426.42 | m3 | 2181.63 | 7566.68 | 6.22
07-41-f | Hollow Block Masonry in walls upto 20 feet height in 1:7 cement sand mortar using Hollow Block 16"x8"x6" factory manufactured with 1.5" wall thickness and strenght of 1200 psi. | 100Cft | 6177.69 | 21110.95 | m3 | 2181.63 | 7455.27 | 6.22
07-41-g | Hollow Block Masonry in walls upto 20 feet height in 1:8 cement sand mortar using Hollow Block 16"x8"x6" factory manufactured with 1.5" wall thickness and strenght of 1200 psi. | 100Cft | 6177.69 | 20857.43 | m3 | 2181.63 | 7365.74 | 6.22
07-42-a | Hollow Block Masonry in walls upto 20 feet height in 1:2 cement sand mortar using Hollow Block 16"x8"x4" factory manufactured with 1.25" wall thickness and strenght of 1200 psi. | 100Cft | 7132.6 | 35947.78 | m3 | 2518.86 | 12694.85 | 6.22
07-42-b | Hollow Block Masonry in walls upto 20 feet height in 1:3 cement sand mortar using Hollow Block 16"x8"x4" factory manufactured with 1.25" wall thickness and strenght of 1200 psi. | 100Cft | 7132.6 | 34215.07 | m3 | 2518.86 | 12082.95 | 6.22
07-42-c | Hollow Block Masonry in walls upto 20 feet height in 1:4 cement sand mortar using Hollow Block 16"x8"x4" factory manufactured with 1.25" wall thickness and strenght of 1200 psi. | 100Cft | 7132.6 | 33172.39 | m3 | 2518.86 | 11714.73 | 6.22
07-42-d | Hollow Block Masonry in walls upto 20 feet height in 1:5 cement sand mortar using Hollow Block 16"x8"x4" factory manufactured with 1.25" wall thickness and strenght of 1200 psi. | 100Cft | 7132.6 | 32478.54 | m3 | 2518.86 | 11469.7 | 6.22
07-42-e | Hollow Block Masonry in walls upto 20 feet height in 1:6 cement sand mortar using Hollow Block 16"x8"x4" factory manufactured with 1.25" wall thickness and strenght of 1200 psi. | 100Cft | 7132.6 | 31995.81 | m3 | 2518.86 | 11299.22 | 6.22
07-42-f | Hollow Block Masonry in walls upto 20 feet height in 1:7 cement sand mortar using Hollow Block 16"x8"x4" factory manufactured with 1.25" wall thickness and strenght of 1200 psi. | 100Cft | 7132.6 | 31619.82 | m3 | 2518.86 | 11166.44 | 6.22
07-42-g | Hollow Block Masonry in walls upto 20 feet height in 1:8 cement sand mortar using Hollow Block 16"x8"x4" factory manufactured with 1.25" wall thickness and strenght of 1200 psi. | 100Cft | 7132.6 | 31314.83 | m3 | 2518.86 | 11058.74 | 6.22
07-43-a | Solid Block Masonry in walls upto 20 feet height in 1:2 cement sand mortar using 16"x8"x8" factory manufactured solid blocks with strength of 2100 psi. | 100Cft | 5291.25 | 23598.63 | m3 | 1868.59 | 8333.79 | 6.21
07-43-b | Solid Block Masonry in walls upto 20 feet height in 1:3 cement sand mortar using 16"x8"x8" factory manufactured solid blocks with strength of 2100 psi. | 100Cft | 5291.25 | 22369.15 | m3 | 1868.59 | 7899.6 | 6.21
07-43-c | Solid Block Masonry in walls upto 20 feet height in 1:4 cement sand mortar using 16"x8"x8" factory manufactured solid blocks with strength of 2100 psi. | 100Cft | 5291.25 | 21616.21 | m3 | 1868.59 | 7633.7 | 6.21
07-43-d | Solid Block Masonry in walls upto 20 feet height in 1:5 cement sand mortar using 16"x8"x8" factory manufactured solid blocks with strength of 2100 psi. | 100Cft | 5291.25 | 21120.6 | m3 | 1868.59 | 7458.68 | 6.21
07-43-e | Solid Block Masonry in walls upto 20 feet height in 1:6 cement sand mortar using 16"x8"x8" factory manufactured solid blocks with strength of 2100 psi. | 100Cft | 5291.25 | 20814.19 | m3 | 1868.59 | 7350.47 | 6.21
07-43-f | Solid Block Masonry in walls upto 20 feet height in 1:7 cement sand mortar using 16"x8"x8" factory manufactured solid blocks with strength of 2100 psi. | 100Cft | 5291.25 | 20507.77 | m3 | 1868.59 | 7242.26 | 6.21
07-43-g | Solid Block Masonry in walls upto 20 feet height in 1:8 cement sand mortar using 16"x8"x8" factory manufactured solid blocks with strength of 2100 psi. | 100Cft | 5291.25 | 20289.04 | m3 | 1868.59 | 7165.01 | 6.21
07-44-a | Solid Block Masonry in walls upto 20 feet height in 1:2 cement sand mortar using 16"x8"x6" factory manufactured solid blocks with strength of 1900 psi. | 100Cft | 6177.69 | 26351.53 | m3 | 2181.63 | 9305.96 | 6.21
07-44-b | Solid Block Masonry in walls upto 20 feet height in 1:3 cement sand mortar using 16"x8"x6" factory manufactured solid blocks with strength of 1900 psi. | 100Cft | 6177.69 | 24864.71 | m3 | 2181.63 | 8780.9 | 6.21
07-44-c | Solid Block Masonry in walls upto 20 feet height in 1:4 cement sand mortar using 16"x8"x6" factory manufactured solid blocks with strength of 1900 psi. | 100Cft | 6177.69 | 23972.62 | m3 | 2181.63 | 8465.86 | 6.21
07-44-d | Solid Block Masonry in walls upto 20 feet height in 1:5 cement sand mortar using 16"x8"x6" factory manufactured solid blocks with strength of 1900 psi. | 100Cft | 6177.69 | 23377.9 | m3 | 2181.63 | 8255.83 | 6.21
07-44-e | Solid Block Masonry in walls upto 20 feet height in 1:6 cement sand mortar using 16"x8"x6" factory manufactured solid blocks with strength of 1900 psi. | 100Cft | 6177.69 | 22955.68 | m3 | 2181.63 | 8106.73 | 6.21
07-44-f | Solid Block Masonry in walls upto 20 feet height in 1:7 cement sand mortar using 16"x8"x6" factory manufactured solid blocks with strength of 1900 psi. | 100Cft | 6177.69 | 22640.21 | m3 | 2181.63 | 7995.32 | 6.21
07-44-g | Solid Block Masonry in walls upto 20 feet height in 1:8 cement sand mortar using 16"x8"x6" factory manufactured solid blocks with strength of 1900 psi. | 100Cft | 6177.69 | 22386.69 | m3 | 2181.63 | 7905.79 | 6.21
07-45-a | Solid Block Masonry in walls upto 20 feet height in 1:2 cement sand mortar using 16"x8"x4" factory manufactured solid blocks with strength of 1800 psi. | 100Cft | 7132.6 | 32529.29 | m3 | 2518.86 | 11487.62 | 6.21
07-45-b | Solid Block Masonry in walls upto 20 feet height in 1:3 cement sand mortar using 16"x8"x4" factory manufactured solid blocks with strength of 1800 psi. | 100Cft | 7132.6 | 30796.59 | m3 | 2518.86 | 10875.72 | 6.21
07-45-c | Solid Block Masonry in walls upto 20 feet height in 1:4 cement sand mortar using 16"x8"x4" factory manufactured solid blocks with strength of 1800 psi. | 100Cft | 7132.6 | 29753.91 | m3 | 2518.86 | 10507.5 | 6.21
07-45-d | Solid Block Masonry in walls upto 20 feet height in 1:5 cement sand mortar using 16"x8"x4" factory manufactured solid blocks with strength of 1800 psi. | 100Cft | 7132.6 | 29060.06 | m3 | 2518.86 | 10262.47 | 6.21
07-45-e | Solid Block Masonry in walls upto 20 feet height in 1:6 cement sand mortar using 16"x8"x4" factory manufactured solid blocks with strength of 1800 psi. | 100Cft | 7132.6 | 28577.32 | m3 | 2518.86 | 10092 | 6.21
07-45-f | Solid Block Masonry in walls upto 20 feet height in 1:7 cement sand mortar using 16"x8"x4" factory manufactured solid blocks with strength of 1800 psi. | 100Cft | 7132.6 | 28201.34 | m3 | 2518.86 | 9959.22 | 6.21
07-45-g | Solid Block Masonry in walls upto 20 feet height in 1:8 cement sand mortar using 16"x8"x4" factory manufactured solid blocks with strength of 1800 psi. | 100Cft | 7132.6 | 27896.35 | m3 | 2518.86 | 9851.51 | 6.21
08-01-a | Random rubble masonry in foundn. & plinth Dry masonry. | 100 Cft | 6723 | 11676.07 | m3 | 2374.21 | 4123.37 | 8.12
08-01-b | Random rubble masonry in foundn. & plinth in mud mortar | 100 Cft | 8403.75 | 14012.92 | m3 | 2967.76 | 4948.62 | 8.12
08-01-c-01 | Random rubble masonry (Un coursed) in foundn. & plinth in lime, sand mortar 1:2 | 100 Cft | 12948 | 22894.31 | m3 | 4572.55 | 8085.06 | 5.2.3 ,
08-01-c-02 | Random rubble masonry (Un coursed) in foundn. & plinth in lime, sand mortar, Surkhi Ratio 1:1:1 | 100 Cft | 12948 | 22557.15 | m3 | 4572.55 | 7965.99 | 5.2.3 ,
08-01-c-03 | Random rubble masonry (Un coursed) in foundn. & plinth in lime, Surkhi Ratio 1:2 | 100 Cft | 12948 | 22219.99 | m3 | 4572.55 | 7846.92 | 5.2.3 ,
08-01-d-01 | Random rubble masonry in foundn. & plinth in cement, sand mortar : Ratio 1:3 | 100 Cft | 12948 | 30654.01 | m3 | 4572.55 | 10825.37 | 5.2.3 ,
08-01-d-02 | Random rubble masonry in foundn. & plinth in cement, sand mortar : Ratio 1:4 | 100 Cft | 12948 | 28442.41 | m3 | 4572.55 | 10044.35 | 5.2.2 ,
08-01-d-03 | Random rubble masonry in foundn. & plinth in cement, sand mortar : Ratio 1:6 | 100 Cft | 12948 | 25911.16 | m3 | 4572.55 | 9150.45 | 5.2.2 ,
08-01-d-04 | Random rubble masonry in foundn. & plinth in cement, sand mortar : Ratio 1:8 | 100 Cft | 12948 | 24510.67 | m3 | 4572.55 | 8655.87 | 5.2.2 ,
08-02-a | Coursed rubble masonry in foundn. & plinth dry masonry. | 100 Cft | 8590.5 | 13543.57 | m3 | 3033.71 | 4782.87 | 8.1
08-02-b | Coursed rubble masonry in foundn. & plinth in mud mortar | 100 Cft | 11952 | 17561.17 | m3 | 4220.81 | 6201.67 | 5.2.1 ,
08-02-c-01 | Coursed rubble masonry (Hammer Dressed) in foundn. & plinth in lime, sand mortar 1:2 | 100 Cft | 14597.63 | 23987.11 | m3 | 5155.11 | 8470.98 | 5.2.3 ,
08-02-c-02 | Coursed rubble masonry (Hammer Dressed) in foundn. & plinth in lime, sand mortar, Surkhi Ratio 1:1:1 | 100 Cft | 14597.63 | 24394.79 | m3 | 5155.11 | 8614.95 | 5.2.3 ,
08-02-c-03 | Coursed rubble masonry (Hammer Dressed) in foundn. & plinth in lime, Surkhi Ratio 1:2 | 100 Cft | 14597.63 | 24095.31 | m3 | 5155.11 | 8509.19 | 5.2.2 ,
08-02-d-01 | Coursed rubble masonry (Hammer Dressed) in foundn. & plinth in cement,sand mortar : Ratio 1:3 | 100 Cft | 14597.63 | 31594.32 | m3 | 5155.11 | 11157.44 | 5.2.2 ,
08-02-d-02 | Coursed rubble masonry (Hammer Dressed) in foundn. & plinth in cement,sand mortar : Ratio 1:4 | 100 Cft | 14597.63 | 29628.45 | m3 | 5155.11 | 10463.2 | 5.2.2 ,
08-02-d-03 | Coursed rubble masonry (Hammer Dressed) in foundn. & plinth in cement,sand mortar : Ratio 1:6 | 100 Cft | 14597.63 | 27369.16 | m3 | 5155.11 | 9665.34 | 5.2.2 ,
08-02-d-04 | Coursed rubble masonry (Hammer Dressed) in foundn. & plinth in cement,sand mortar : Ratio 1:8 | 100 Cft | 14597.63 | 26140.91 | m3 | 5155.11 | 9231.58 | 5.2.2 ,
08-03-a | Random rubble masonry in ground floor Dry masonry. | 100 Cft | 7656.75 | 12609.82 | m3 | 2703.96 | 4453.12 | 8.12
08-03-b | Random rubble masonry in ground floor in mud mortar | 100 Cft | 10084.5 | 15757.46 | m3 | 3561.31 | 5564.7 | 5.2.1 ,
08-03-c-01 | Random rubble masonry in ground floor in lime, sand mortar 1:2 | 100 Cft | 14130.75 | 24077.06 | m3 | 4990.23 | 8502.74 | 5.2.3 ,
08-03-c-02 | Random rubble masonry in ground floor in lime, sand mortar, Surkhi Ratio 1:1:1 | 100 Cft | 14130.75 | 23739.9 | m3 | 4990.23 | 8383.67 | 5.2.3 ,
08-03-c-03 | Random rubble masonry in ground floor in lime, Surkhi Ratio 1:2 | 100 Cft | 14130.75 | 23402.74 | m3 | 4990.23 | 8264.61 | 5.2.3 ,
08-03-d-01 | Random rubble masonry in ground floor in cement,sand mortar : Ratio 1:3 | 100 Cft | 14130.75 | 31836.76 | m3 | 4990.23 | 11243.06 | 5.2.2 ,
08-03-d-02 | Random rubble masonry in ground floor in cement,sand mortar : Ratio 1:4 | 100 Cft | 14130.75 | 29625.16 | m3 | 4990.23 | 10462.04 | 5.2.2 ,
08-03-d-03 | Random rubble masonry in ground floor in cement,sand mortar : Ratio 1:6 | 100 Cft | 14130.75 | 27093.91 | m3 | 4990.23 | 9568.13 | 5.2.2 ,
08-03-d-04 | Random rubble masonry in ground floor in cement,sand mortar : Ratio 1:8 | 100 Cft | 14130.75 | 25693.42 | m3 | 4990.23 | 9073.55 | 5.2.2 ,
08-04-a | Stone Masonry Random Dry | 100 Cft | 3825.15 | 7646.71 | m3 | 1350.84 | 2700.41 | 8.12
08-04-b | Stone Masonry Random With Mortar Class-A | 100 Cft | 4653.62 | 18989.6 | m3 | 1643.41 | 6706.12 | 5.2.3 ,
08-04-c | Stone Masonry Dressed Uncoursed Dry | 100 Cft | 4653.62 | 12242.11 | m3 | 1643.41 | 4323.26 | 8.12
08-04-d | Stone Masonry Dressed Uncoursed With Mortar | 100 Cft | 3486.31 | 14306.22 | m3 | 1231.18 | 5052.2 | 5.2.3 ,
08-04-e | Roll Pointing | 100 Cft | 30627 | 40692.44 | m3 | 10815.83 | 14370.41 | 0
08-04-f | Stone Masonary Dressed Coursed With Mortar | 100 Cft | 4710.4 | 15841.78 | m3 | 1663.46 | 5594.48 | 5.2.2 ,
08-05-a | Coursed rubble masonry in ground floor Dry | 100 Cft | 10022.25 | 14975.32 | m3 | 3539.33 | 5288.49 | 8.1
08-05-b | masonry. Coursed rubble masonry in ground floor in mud mortar | 100 Cft | 15749.25 | 21422.21 | m3 | 5561.8 | 7565.19 | 5.2.1 ,
08-05-c-01 | Coursed rubble masonry in ground floor in lime, sand mortar 1:2 | 100 Cft | 16496.25 | 25881.97 | m3 | 5825.6 | 9140.14 | 5.2.3 ,
08-05-c-02 | Coursed rubble masonry in ground floor in lime, sand mortar, Surkhi Ratio 1:1:1 | 100 Cft | 16496.25 | 26293.41 | m3 | 5825.6 | 9285.44 | 5.2.3 ,
08-05-c-03 | Coursed rubble masonry in ground floor in lime, Surkhi Ratio 1:2 | 100 Cft | 16496.25 | 25992.42 | m3 | 5825.6 | 9179.15 | 5.2.3 ,
08-05-d-01 | Coursed rubble masonry in ground floor in cement,sand mortar : Ratio 1:3 | 100 Cft | 16496.25 | 33492.95 | m3 | 5825.6 | 11827.93 | 5.2.2 ,
08-05-d-02 | Coursed rubble masonry in ground floor in cement,sand mortar : Ratio 1:4 | 100 Cft | 16496.25 | 31527.08 | m3 | 5825.6 | 11133.69 | 5.2.2 ,
08-05-d-03 | Coursed rubble masonry in ground floor in522cement,sand mortar : Ratio 1:6 | 100 Cft | 16496.25 | 29275.32 | m3 | 5825.6 | 10338.49 | 5.2.2 ,
08-05-d-04 | Coursed rubble masonry in ground floor in522cement,sand mortar : Ratio 1:8 | 100 Cft | 16496.25 | 28077.21 | m3 | 5825.6 | 9915.38 | 5.2.2 ,
08-06-a-01 | Ashlar block masonry in ground floor in lime, sand mortar 1:2 | 100 Cft | 45131.25 | 55292.43 | m3 | 15937.97 | 19526.36 | 5.2.3 , 8.3
08-06-a-02 | Ashlar block masonry in ground floor in lime, sand mortar, Surkhi Ratio 1:1:1 | 100 Cft | 45131.25 | 55067.65 | m3 | 15937.97 | 19446.97 | 5.2.3 , 8.3
08-06-a-03 | Ashlar block masonry in ground floor in lime, Surkhi Ratio 1:2 | 100 Cft | 45131.25 | 57349.39 | m3 | 15937.97 | 20252.77 | 5.2.3 , 8.3
08-06-b-01 | Ashlar block masonry in ground floor in cement,sand mortar : Ratio 1:3 | 100 Cft | 45131.25 | 62972.08 | m3 | 15937.97 | 22238.4 | 5.2.2 , 8.3
08-06-b-02 | Ashlar block masonry in ground floor in cement,sand mortar : Ratio 1:4 | 100 Cft | 45131.25 | 61497.68 | m3 | 15937.97 | 21717.72 | 5.2.2 , 8.3
08-06-b-03 | Ashlar block masonry in ground floor in cement,sand mortar : Ratio 1:6 | 100 Cft | 45131.25 | 59826.69 | m3 | 15937.97 | 21127.62 | 5.2.2 , 8.3
08-07-a-01 | Ashlar fine masonry in ground floor in lime, sand mortar 1:2 | 100 Cft | 87305.63 | 101351.24 | m3 | 30831.72 | 35791.87 | 5.2.2 , 8.3
08-07-a-02 | Ashlar fine masonry in ground floor in lime, sand mortar, Surkhi Ratio 1:1:1 | 100 Cft | 87305.63 | 101238.85 | m3 | 30831.72 | 35752.21 | 5.2.3 , 8.3
08-07-a-03 | Ashlar fine masonry in ground floor in lime, Surkhi Ratio 1:2 | 100 Cft | 87305.63 | 101126.47 | m3 | 30831.72 | 35712.52 | 5.2.3 , 8.3
08-07-b-01 | Ashlar fine masonry in ground floor in cement,sand mortar : Ratio 1:3 | 100 Cft | 87305.63 | 103937.81 | m3 | 30831.72 | 36705.32 | 5.2.2 , 8.3
08-07-b-02 | Ashlar fine masonry in ground floor in cement,sand mortar : Ratio 1:4 | 100 Cft | 87305.63 | 103200.61 | m3 | 30831.72 | 36444.98 | 5.2.2 , 8.3
08-07-b-03 | Ashlar fine masonry in ground floor in cement,sand mortar : Ratio 1:6 | 100 Cft | 87305.63 | 102377.49 | m3 | 30831.72 | 36154.31 | 5.2.2 , 8.3
08-08-a | Extra labour on items 08-03-a-01 to 08-06-b-03 for work in First floor | 100 Cft | 2091.6 | 2091.6 | m3 | 738.64 | 738.64 | 0
08-08-b | Extra labour on items 08-03-a-01 to 08-06-b-03 for work in Second floor | 100 Cft | 4830.6 | 4830.6 | m3 | 1705.91 | 1705.91 | 0
08-08-c | Extra labour on items 08-03-a-01 to 08-06-b-03 for work in Third floor | 100 Cft | 7619.4 | 7619.4 | m3 | 2690.77 | 2690.77 | 0
08-08-d | Extra labour on items 08-03-a-01 to 08-06-b-03 for work in Fourth & subsequent floors | 100 Cft | 12113.85 | 12113.85 | m3 | 4277.97 | 4277.97 | 0
08-09 | Extra labour on items 08-03-a-01 to 08-06-b-03 for every 5' additional height, other than building | 100 Cft | 1929.75 | 1929.75 | m3 | 681.49 | 681.49 | 0
08-10 | Extra labour for arch work in stone masonry including centring & decentring etc. | 100 Cft | 5727 | 5727 | m3 | 2022.47 | 2022.47 | 0
08-11-a | Extra labour for coping & caps etc | 100 Cft | 33615 | 33615 | m3 | 11871.04 | 11871.04 | 0
08-11-b | Extra labour for cornice & string course | 100 Cft | 33615 | 33615 | m3 | 11871.04 | 11871.04 | 0
08-12-a | Dressing stones : Hammer dressed | 100 Sft | 11827.5 | 11827.5 | m2 | 1272.64 | 1272.64 | 8.2.6
08-12-b | Dressing stones : Rough tooled dressed | 100 Sft | 22659 | 22659 | m2 | 2438.11 | 2438.11 | 8.2.5
08-12-c | Dressing stones : Chisel dressed | 100 Sft | 27390 | 27390 | m2 | 2947.16 | 2947.16 | 8.2.4
08-12-d | Dressing stones : Fine dressed | 100 Sft | 58639.5 | 58639.5 | m2 | 6309.61 | 6309.61 | 8.2.3
08-13 | Dhajji walling 5"x5" thick deodar framing with522stone laid in 1:6 c/s mortar & 1:4 c/s plaster | 100 Sft | 17840.85 | 182454.92 | m2 | 1919.68 | 19632.15 | 5.2.2 ,
08-14 | Provide & fix stone blocks from 2 cft. to 6 cft. each, including lift upto 20 ft. | 100 Cft | 63868.5 | 68679.9 | m3 | 22554.97 | 24254.1 | 8.1.7
08-15 | Providing and fixing stone blocks, under 2 cft. each, including lift upto 20 ft. | 100 Cft | 31623 | 36434.4 | m3 | 11167.57 | 12866.7 | 8.1.7
08-16 | Provide & lay stone/boulder dry hand packed as filling behind retaining walls or in pitching | 100 Cft | 2178.75 | 7591.58 | m3 | 769.42 | 2680.94 | 8.16 ,
08-17 | Provide and laying Dry Stone Pitching complete in all respect | 100 Sft | 5349.45 | 8470.7 | m2 | 575.6 | 911.45 | 8.17.3
08-18 | Provide and laying Grouted Stone Pitching With Bitumen Joints complete in all respect | 100 Sft | 4687.08 | 14014.12 | m2 | 504.33 | 1507.92 | 8.17.4
09-01 | First class tile roofing including earth, mud plaster, gobri leeping, cement plaster etc complete | 100 Sft | 14037.38 | 27129 | m2 | 1510.42 | 2919.08 | 9.2
09-02 | Second class tile roofing consisting of 4" earth and 1" mud plaster with gobri leeping etc | 100 Sft | 10644.75 | 22835.68 | m2 | 1145.38 | 2457.12 | 9.3
09-03 | Provide & laying of Kaprail tile 6"X9" on roof top including cost of weathershield complete: | 100 sft | 4132.15 | 11505.79 | m2 | 444.62 | 1238.02 | 9.1.4.7
09-04 | Covering mud roof with coal tar and fine sand | 100 Sft | 473.1 | 1822.23 | m2 | 50.91 | 196.07 | 9.14
09-05-a | Filling spaces in between wooden battens over beams, filled with deodar wood pieces | 100 Sft | 1431.75 | 7759 | m2 | 154.06 | 834.87 | 9.2.4
09-05-b | Filling spaces in between RCC battens, filled with PCC block 1:3:6 | 100 Sft | 2050.27 | 2926.48 | m2 | 220.61 | 314.89 | 9.2.4
09-05-c | Filling spaces in between spacers filled with bricks | 100 Sft | 586.4 | 1656.38 | m2 | 63.1 | 178.23 | 9.2.4
09-06 | Single layer of tiles 10"x5"x1.25" laid over 4" earth and 1" mud plaster on top of RC roof slab | 100 Sft | 4326.38 | 15093.75 | m2 | 465.52 | 1624.09 | 9.15.3
09-07-a | Jack arch roof 4.5" thick laid in 1:5 c/s mortar a) cement concrete in haunches 1:6:12 | 100 Sft | 15438 | 37978.45 | m2 | 1661.13 | 4086.48 | 9.5
09-07-b | Jack arch roof 4.5" thick laid in 1:5 c/s mortar b) cement concrete in haunches 1:3:6 | 100 Sft | 15438 | 40818.1 | m2 | 1661.13 | 4392.03 | 9.5
09-08-a | Jack arch roofing 4.5"thick laid in 1:5 c/s mortar complete. Cement concrete in haunches 1:6:12 | 100 Sft | 12543.38 | 34927.02 | m2 | 1349.67 | 3758.15 | 9.5
09-08-b | Jack arch roofing 4.5"thick laid in 1:5 cement mortar, including complete. Cement concrete in haunches 1:3:6 | 100 Sft | 12543.38 | 37562.76 | m2 | 1349.67 | 4041.75 | 9.5
09-09 | Extra for vaulted jack arch roofing | 100 Sft | 3735 | 3735 | m2 | 401.89 | 401.89 | 9.5
09-10 | Jack arch roofing of shingle & cement concrete 1:3:6, 4.5" at crown & 1/2" cem. plaster complete | 100 Sft | 12761.25 | 23486.05 | m2 | 1373.11 | 2527.1 | 9.5
09-11-a | Earth filling over roof including watering, ramming etc 3" thick earth filling and 1" mud plaster | 100 Sft | 1339.62 | 2374.16 | m2 | 144.14 | 255.46 | 9.15.4
09-11-b | Earth filling over roof including watering, ramming etc 4" thick earth filling and 1" mud plaster | 100 Sft | 1399.38 | 2593.89 | m2 | 150.57 | 279.1 | 9.15.3
09-12 | 1/8" thick gobri leeping on roofs or floors | 100 Sft | 283.86 | 303.35 | m2 | 30.54 | 32.64 | 9.14
09-13 | 2 coats of bitumen laid hot using 34 lbs. for %sft over roof & blinded with sand at 1 cft per % sft | 100 Sft | 996 | 3671.24 | m2 | 107.17 | 395.02 | 9.14.3
09-14-a | Supply & fix corrugated GI sheet with GI bolts, nuts, limpet etc. complete : 20 BWG | 100 Sft | 2365.5 | 22864.98 | m2 | 254.53 | 2460.27 | 9.8
09-14-b | Supply & fix corrugated GI sheet with GI bolts, nuts, limpet etc. complete : 22 BWG | 100 Sft | 2365.5 | 20190.04 | m2 | 254.53 | 2172.45 | 9.8
09-14-c | Supply & fix corrugated GI sheet with GI bolts, nuts, limpet etc. complete : 24 BWG | 100 Sft | 2365.5 | 17180.72 | m2 | 254.53 | 1848.65 | 9.8
09-15 | Khassi parnalas in c/s mortar 1:2, 12" outside width finished smooth with a floating coat | Rft | 167.25 | 224.61 | m | 548.73 | 736.91 | 9.11.2.2
09-16 | Khuras on roof 2'x2'x6" | Each | 622.5 | 1156.29 | Each | 622.5 | 1156.29 | 9.11.1
09-17 | Bottom khuras of brick masonry in c/s mortar 1:6,4'x2'x4.5" over 3" cem. concrete 1:4:8 | Each | 622.5 | 1982.69 | Each | 622.5 | 1982.69 | 9.11.1
09-18-a | Plain GI sheets 22 SWG rain water down pipe a) 4" diameter down pipe | Rft | 127.21 | 304.57 | m | 417.35 | 999.26 | 9.12
09-18-b | Plain GI sheets 22 SWG rain water down pipe b) 5" diameter down pipe | Rft | 127.21 | 334.65 | m | 417.35 | 1097.93 | 9.12
09-19 | Plain galvanized iron sheet flashing, 22 guage | 100 Sft | 4482 | 13035.4 | m2 | 482.26 | 1402.61 | 9.12
09-20-a | Cast iron rain water down pipe fixed in position excluding heads & shoes : 4" dia | Rft | 97.07 | 695.19 | m | 318.48 | 2280.82 | 9.17
09-20-b | Cast iron rain water down pipe fixed in position excluding heads & shoes : 3" dia | Rft | 97.07 | 553.2 | m | 318.48 | 1814.96 | 9.17
09-21 | Heads for cast iron rain water down pipe fixed in place including cost of clamp holdfast and painting | Each | 341.75 | 1969.87 | Each | 341.75 | 1969.87 | 9.17
09-22 | Shoes, bends or offsets for cast iron ran water down pipe, including fixing & painting | Each | 208.54 | 1276.55 | Each | 208.54 | 1276.56 | 9.17
09-23 | Plain GI sheet spouts fixed in position, including paint | Each | 423.3 | 787.59 | Each | 423.3 | 787.59 | 9.11.3
09-24-a | Laying 1/2" thick deodar wood ceiling complete, including sawing, planing & fixing | 100 Sft | 2863.5 | 51833.47 | m2 | 308.11 | 5577.28 | 9.19
09-24-b | Laying 1/2" thick biar wood ceiling complete, including sawing, planing & fixing | 100 Sft | 2863.5 | 25710.97 | m2 | 308.11 | 2766.5 | 9.19
09-24-c | Laying 1/2" thick partal wood ceiling complete, including sawing, planing & fixing | 100 Sft | 2863.5 | 17813.47 | m2 | 308.11 | 1916.73 | 9.19
09-25-a | Flat sheet roof with GI plain sheets, including batten rolls, screws, clips etc : 22 BWG | 100 Sft | 6427.31 | 27109.71 | m2 | 691.58 | 2917 | 9.7
09-25-b | Flat sheet roof with GI plain sheets, including batten rolls, screws, clips etc : 24 BWG | 100 Sft | 6427.31 | 25212.72 | m2 | 691.58 | 2712.89 | 9.7
09-26 | Asbestos cement corrugated sheet roofing including overlaps, GI hooks, bolts, nuts etc | 100 Sft | 3859.5 | 13391.42 | m2 | 415.28 | 1440.92 | 9.9
09-27 | Extra labour for erection of GI sheets, flat sheet or asbestos sheet roofing above 20' height | 100 Sft | 628.72 | 628.72 | m2 | 67.65 | 67.65 | 0
09-28 | Fixing asbestos cement sheet ridges and valleys 1/4" thick | 100 Rft | 4793.25 | 9932.21 | m | 157.26 | 325.86 | 9.9
09-29-a | Plain GI sheet ridging including fixture complete 6" lap & 18" overall of 22 gauge GI sheet ridging | Rft | 159.48 | 1145.96 | m | 523.24 | 3759.72 | 9.7
09-29-b | Plain GI sheet ridging including fixture complete 9" lap & 24" overall, of 24 gauge GI sheet ridging | Rft | 159.48 | 1089.06 | m | 523.24 | 3573.04 | 9.7
09-29-c | Plain GI sheet ridging including fixture complete 12" lap & 30 overall, of 22 gauge GI sheet ridging | Rft | 159.48 | 1224.15 | m | 523.24 | 4016.25 | 9.7
09-30 | Plain 22 gauge GI sheet gutter semi circular 8" diameter | Rft | 72.15 | 240.42 | m | 236.71 | 788.77 | 9.12
09-31 | Fixing water spouse or parnala. | Each | 572.7 | 572.7 | Each | 572.7 | 572.7 | 9.11
09-32 | Making masonry ventilators in c/s mortar 1:4 | Each | 2863.5 | 4001.97 | Each | 2863.5 | 4001.97 | 16.6.11
09-33 | Making drip course 2"x1/2" under RCC slab edges in outer opening, in c/s mortar 1:2 | Rft | 24.6 | 27.34 | m | 80.71 | 89.7 | 7.12
09-34 | Supply and laying of twin GI sheet 20 SWG painted with bitumen & polythene fim complete | 100 Sft | 6017.71 | 31440.92 | m2 | 647.51 | 3383.04 | 9.12
09-35-a | Provide & lay roof insulation complete with Thermopore sheet 1/2" thick | Sft | 45.75 | 174.42 | m2 | 492.31 | 1876.81 | 9.15
09-35-b | Provide & lay roof insulation complete with Thermopore sheet 3/4" thick | Sft | 45.75 | 174.1 | m2 | 492.31 | 1873.36 | 9.15
09-35-c | Provide & lay roof insulation complete with Thermopore sheet 1" thick | Sft | 45.44 | 176.22 | m2 | 488.96 | 1896.16 | 9.15
09-36 | Providing and fixing AC rain water down pipe 4" dia, with shoe, tee, bend & clamp etc | Rft | 56.65 | 436.55 | m | 185.85 | 1432.24 | 9.12
09-37-a | Making jharries in existing brick masonry For slabs upto 6" thick | Rft | 73.27 | 77.39 | m | 240.4 | 253.89 | 0
09-37-b | Making jharries in existing brick masonry For slabs exceeding 6" to 12" thick | Rft | 95.45 | 102.89 | m | 313.17 | 337.56 | 0
09-38-a | Making recess in existing brick masonry a) upto 1.0' height of girder or beam | Each | 423.24 | 436.82 | Each | 423.24 | 436.82 | 0
09-38-b | Making recess in existing brick masonry b) for every 6" additional height or part thereof | Each | 208.54 | 214.5 | Each | 208.54 | 214.5 | 0
09-39 | Hoisting RS Beams & wooden beams and placing in position | Each | 971.1 | 971.1 | Each | 971.1 | 971.1 | 9.2.4
09-40 | Hoisting and placing in position sahl ballies, over roof | Each | 82.18 | 82.18 | Each | 82.18 | 82.18 | 9.2.4
09-41-a | Hoist precast RCC/pre-stressed conc. battens a) From 5' to 6' long | Each | 73.95 | 73.95 | Each | 73.95 | 73.95 | 9.2.4
09-41-b | Hoist precast RCC/pre-stressed conc. battens b) Over 6' to 7' long | Each | 97.11 | 97.11 | Each | 97.11 | 97.11 | 9.2.4
09-41-c | Hoist precast RCC/pre-stressed conc. battens c) Over 7' to 8' long | Each | 121.39 | 121.39 | Each | 121.39 | 121.39 | 9.2.4
09-41-d | Hoist precast RCC/pre-stressed conc. battens d) Over 8' to 9' long | Each | 161.23 | 161.23 | Each | 161.23 | 161.23 | 9.2.4
09-41-e | Hoist precast RCC/pre-stressed conc. battens e) Exceeding 9' length | Each | 194.22 | 194.22 | Each | 194.22 | 194.22 | 9.2.4
09-42-a | Hoisting and placing in position RCC troughs522Upto 10' in length | Each | 194.22 | 194.22 | Each | 194.22 | 194.22 | 9.2.4
09-42-b | Hoisting and placing in position RCC troughs Upto 11' in length | Each | 242.78 | 242.78 | Each | 242.77 | 242.77 | 9.2.4
09-42-c | Hoisting and placing in position RCC troughs Upto 12' in length | Each | 322.45 | 322.45 | Each | 322.45 | 322.45 | 9.2.4
09-42-d | Hoisting and placing in position RCC troughs Upto 13' in length | Each | 371.01 | 371.01 | Each | 371.01 | 371.01 | 9.2.4
09-42-e | Hoisting and placing in position RCC troughs Upto 14' in length | Each | 404 | 404 | Each | 404 | 404 | 9.2.4
09-42-f | Hoisting and placing in position RCC troughs Upto 15' in length | Each | 436.99 | 437 | Each | 436.99 | 436.99 | 9.2.4
09-42-g | Hoisting and placing in position RCC troughs Upto 16' in length | Each | 485.55 | 485.55 | Each | 485.55 | 485.55 | 9.2.4
09-42-h | Hoisting and placing in position RCC troughs Upto 17' in length | Each | 534.1 | 534.1 | Each | 534.1 | 534.1 | 9.2.4
09-42-i | Hoisting and placing in position RCC troughs Upto 18' in length | Each | 693.34 | 693.34 | Each | 693.34 | 693.34 | 9.2.4
09-42-j | Hoisting and placing in position RCC troughs Upto 19' in length | Each | 744.88 | 744.88 | Each | 744.88 | 744.88 | 9.2.4
09-42-k | Hoisting and placing in position RCC troughs Upto 20' in length | Each | 808.01 | 808.01 | Each | 808.01 | 808.01 | 9.2.4
09-43-a | Hoist & place in position RCC inverted battens Upto 10' span | Each | 146.29 | 146.29 | Each | 146.29 | 146.29 | 9.2.4
09-43-b | Hoist & place in position RCC inverted battens Upto 12' span | Each | 312.49 | 312.49 | Each | 312.49 | 312.49 | 9.2.4
09-43-c | Hoist & place in position RCC inverted battens Upto 13' span | Each | 376.99 | 376.99 | Each | 376.99 | 376.99 | 9.2.4
09-43-d | Hoist & place in position RCC inverted battens Upto 14' span | Each | 483.68 | 483.68 | Each | 483.68 | 483.68 | 9.2.4
09-43-e | Hoist & place in position RCC inverted battens Upto 15' span | Each | 529.62 | 529.62 | Each | 529.62 | 529.62 | 9.2.4
09-43-f | Hoist & place in position RCC inverted battens Upto 16' span | Each | 585.15 | 585.15 | Each | 585.15 | 585.15 | 9.2.4
09-43-g | Hoist & place in position RCC inverted battens Upto 18' span | Each | 731.44 | 731.44 | Each | 731.44 | 731.44 | 9.2.4
09-43-h | Hoist & place in position RCC inverted battens Upto 20' span | Each | 1170.3 | 1170.3 | Each | 1170.3 | 1170.3 | 9.2.4
09-44 | RCC spout including fixing in position, with top and bottom khuras | Each | 761.69 | 1283 | Each | 761.69 | 1283 | 9.11
09-45 | P/F Burnt Brick Tile Roofing over Tee Iron and Steel Girder, in 1:6 c/s mortar (12' max span) | 100 Sft | 9301.52 | 74447.73 | m2 | 1000.84 | 8010.58 | 9.3
09-46 | Providing and Laying Prestressed Roof of Slab/Girder, 2" thick PCC 1:2:4 with chicken mesh, polythene, mud, tar | Sft | 82.52 | 363.14 | m2 | 887.9 | 3907.39 | 6.17 ,
10-01 | Laying murum flooring complete as per specs | 100 Sft | 4419.75 | 10064.03 | m2 | 475.57 | 1082.89 | 10.18
10-02 | Earth flooring 6" thick consolidated layer of moistened earth, including ramming | 100 Sft | 1478.44 | 2499.04 | m2 | 159.08 | 268.9 | 10.2
10-03-a | Provide, lay, water & ram clean coarse sand under floor / brick paving, complete | 100 Sft | 5830.96 | 7499.52 | m2 | 627.41 | 806.95 | 10.4.3
10-03-b | Provide, lay, water & ram brick ballast 1.5" to 2" guage mixed with 25% sand for floor foundations | 100 Cft | 5028.56 | 12652.68 | m3 | 1775.82 | 4468.26 | 10.4.3
10-04 | Mud floor of 6" thick consolidated layer of moist earth & finished off with 1" mud plaster | 100 Sft | 2894.63 | 4384.97 | m2 | 311.46 | 471.82 | 10.3
10-05 | Dry brick paving laid flat,sand grouted, including prep. Of bed, by 1/2" thick mud plaster | 100 Sft | 2013.41 | 8337.73 | m2 | 216.64 | 897.14 | 10.13
10-06 | Dry brick on edge paving, sand grouted, including prep. Of bed, by 1/2" thick mud plaster | 100 Sft | 2898.86 | 12282.4 | m2 | 311.92 | 1321.59 | 10.13
10-07 | Grouting 4.5" dry brick work with cement sand mortar 1:5 | 100 Sft | 1929.75 | 3008.41 | m2 | 207.64 | 323.71 | 10.13
10-08 | Flat brick flooring laid in 1:6 c/s mortar over a bed of 3/4" thick cement mortar 1:6 | 100 Sft | 2714.1 | 10819.36 | m2 | 292.04 | 1164.16 | 10.5
10-09 | Brick on edge flooring, laid in 1:6 c/s mortar, over a bed of 3/4" thick cement mortar 1:6 | 100 Sft | 4357.5 | 16044.58 | m2 | 468.87 | 1726.4 | 10.5
10-10 | Brick tiles (12"x6"x2") laid in 1:6 c/s mortar, over a bed of 3/4" thick c/s mortar 1:6 | 100 Sft | 3392.63 | 8439.74 | m2 | 365.05 | 908.12 | 10.5
10-11 | Brick tiles (12"x6"x1.5") laid in 1:6 c/s mortar, over a bed of 3/4" thick c/s mortar 1:6 | 100 Sft | 3392.63 | 8184.58 | m2 | 365.05 | 880.66 | 10.5
10-12 | Brick tiles (9"x4.5"x1.5") laid flat in 1:3 c/s mortar over a bed of 3/4" thick cement mortar 1:6 | 100 Sft | 3859.5 | 10588.17 | m2 | 415.28 | 1139.29 | 10.5
10-13 | Cement concrete tiles laid in 1:2 c/s mortar over 3/4" thick bed of c/s mortar 1:2 : 18" x 12" x 1" | 100sft | 3143.63 | 18164.67 | m2 | 338.25 | 1954.52 | 10.5
10-14-a | Cement tiles (8"x8"x3/4") laid flat in 1:2 c/s mortar, over 3/4" thick bed of c/s mortar 1:2 | 100sft | 5121.93 | 14476.21 | m2 | 551.12 | 1557.64 | 10.5
10-14-b | Cement concrete tiles laid in 1:2 c/s mortar over 3/4" thick bed of c/s mortar 1:2 : 12" x 12" x 1" | 100sft | 3690.18 | 10830.13 | m2 | 397.06 | 1165.32 | 10.5
10-14-c | Cement concrete tiles laid in 1:2 c/s mortar over 3/4" thick bed of c/s mortar 1:2 : 9" x 9" x 3/4" | 100sft | 5121.93 | 12640.11 | m2 | 551.12 | 1360.08 | 10.5
10-14-d | Cement concrete tiles laid in 1:2 c/s mortar over 3/4" thick bed of c/s mortar 1:2 : 6" x 6" x 3/4" | 100sft | 5121.93 | 16563.74 | m2 | 551.12 | 1782.26 | 10.5
10-14-e | Coloured cement tile (8"x8"x3/4") of dark shade laid flat in 1:2 c/s mortar over 3/4" mortar bed | 100 Sft | 5121.93 | 14476.21 | m2 | 551.12 | 1557.64 | 10.5
10-15-a | Provide & lay topping of concrete 1:2:4, including522surface finishing & dividing in panels : 1" thick | 100 Sft | 2465.1 | 6476.35 | m2 | 265.24 | 696.86 | 10.4 ,
10-15-b | Provide & lay topping of concrete 1:2:4, including522surface finishing & dividing in panels: 1.5" thick | 100 Sft | 3012.9 | 8522.63 | m2 | 324.19 | 917.03 | 10.4 ,
10-15-c | Provide & lay topping of concrete 1:2:4, including522surface finishing & dividing in panels : 1.75" thick | 100 Sft | 3012.9 | 9364.84 | m2 | 324.19 | 1007.66 | 10.4 ,
10-15-d | Provide & lay topping of concrete 1:2:4, including522surface finishing & dividing in panels : 2" thick | 100 Sft | 3510.9 | 10032.08 | m2 | 377.77 | 1079.45 | 10.4 ,
10-15-e | Provide & lay topping of concrete 1:2:4, including522surface finishing & dividing in panels: 2.25" thick | 100 Sft | 3660.3 | 10630.27 | m2 | 393.85 | 1143.82 | 10.4 ,
10-15-f | Provide & lay topping of concrete 1:2:4, including surface finishing & dividing in panels: 2.5" thick | 100 Sft | 4108.5 | 12440.46 | m2 | 442.07 | 1338.59 | 10.4.3
10-15-g | Provide & lay topping of concrete 1:2:4, including522surface finishing & dividing in panels: 2.75" thick | 100 Sft | 4108.5 | 12995.58 | m2 | 442.07 | 1398.32 | 10.4 ,
10-15-h | Provide & lay topping of concrete 1:2:4, including522surface finishing & dividing in panels : 3" thick | 100 Sft | 5510.12 | 15147.8 | m2 | 592.89 | 1629.9 | 10.4 ,
10-16-a | Provide & laying conglomerate floor (two coat work) with top layer of 1/2" thick wearing surface of one part of cement 2 parts of stone chips passing 3/16" sieve over bottom layer of cement concrete (1:3:6) including surface finishing & dividing in panels: 1.5" thick | 100 Sft | 4556.7 | 10206.36 | m2 | 490.3 | 1098.2 | 10.11
10-16-b | Provide & laying conglomerate floor (two coat work) with top layer of 1/2" thick wearing surface of one part of cement 2 parts of stone chips passing 3/16" sieve over bottom layer of cement concrete (1:3:6) including surface finishing & dividing in panels: 1.75" thick | 100 Sft | 4556.7 | 10903.51 | m2 | 490.3 | 1173.22 | 10.11
10-16-c | Provide & laying conglomerate floor (two coat work) with top layer of 1/2" thick wearing surface of one part of cement 2 parts of stone chips passing 3/16" sieve over bottom layer of cement concrete (1:3:6) including surface finishing & dividing in panels : 2" thick | 100 Sft | 5478 | 11821.41 | m2 | 589.43 | 1271.98 | 10.11
10-17 | Add extra in cement concrete floor topping if finished with pigment and polishing | 100 Sft | 1431.75 | 2602.4 | m2 | 154.06 | 280.02 | 0
10-18 | Extra labour for each storey above ground for522mosaic, conglomerate, tiles, stone & wood floor | 100 Sft | 1185.24 | 1185.24 | m2 | 127.53 | 127.53 | 0
10-19-a | Flag stone flooring in lime mortar 1:2, over 3/4" bedding : 2" thick | 100 Sft | 8020.04 | 12434.06 | m2 | 862.96 | 1337.9 | 10.6
10-19-b | Flag stone flooring in lime mortar 1:2, over 3/4" bedding : 3" thick | 100 Sft | 8019.04 | 13645.61 | m2 | 862.85 | 1468.27 | 10.6
10-20-a | Asphalt floor, remelting, setting out & finish : 1" thick topping | 100 Sft | 2925.75 | 17170.41 | m2 | 314.81 | 1847.54 | 10.17
10-20-b | Asphalt floor, remelting, setting out & finish : 1/2" thick topping | 100 Sft | 2521.13 | 9643.46 | m2 | 271.27 | 1037.64 | 10.17
10-20-c | Asphalt floor, remelting, setting out & finish : 1/4" thick topping | 100 Sft | 1761.68 | 5328.67 | m2 | 189.56 | 573.37 | 10.17
10-21-a | 1.375" thick mosaic flooring, including rubbing and polishing complete : Using grey cement | 100 Sft | 11703 | 20579.71 | m2 | 1259.24 | 2214.38 | 10.12
10-21-b | 1.375" thick mosaic flooring, including rubbing and polishing complete : Using white cement | 100 Sft | 11703 | 20743.13 | m2 | 1259.24 | 2231.96 | 10.12
10-22-a | 1.5" thick mosaic flooring, including rubbing & polishing complete : Using grey cement | 100 Sft | 12001.8 | 21382.27 | m2 | 1291.39 | 2300.73 | 10.12
10-22-b | 1.5" thick mosaic flooring, including rubbing & polishing complete : Using white cement | 100 Sft | 12001.8 | 21573.03 | m2 | 1291.39 | 2321.26 | 10.12
10-23 | Laying floor of mosaic marble chips tiles of approved shade including finishing complete | 100 Sft | 6374.4 | 28689.76 | m2 | 685.89 | 3087.02 | 10.9
10-24 | Lay floor of white glazed tile of size 6'' x 6'' x 1/4" in white cement 1:2 over 3/4" thick cement mortar 1:2 Lay floor of approved coloured glazed tiles 6'' x 6'' x 1/4" laid in white cement & pigment complete | 100 Sft | 5129.4 | 21029.13 | m2 | 551.92 | 2262.73 | 10.8
10-25 | Lay floor of approved coloured glazed tiles 6'' x 6'' x 1/4\" laid in white cement & pigment complete | 100 Sft | 5901.3 | 21860.84 | m2 | 634.98 | 2352.23 | 10.8
10-26-a-i | Provide & lay marble fine dressed stone flooring on surface in white cement complete: 3/8" thick 12 x 12 Super Sunny White Marble | 100 Sft | 4855.5 | 17038 | m2 | 522.45 | 1833.29 | 10.7
10-26-a-ii | Provide & lay marble fine dressed stone flooring on surface in white cement complete: 3/8" thick 12 x 12 Sunny White Marble | 100 Sft | 4855.5 | 17050.76 | m2 | 522.45 | 1834.66 | 10.7
10-26-a-iii | Provide & lay marble fine dressed stone flooring on surface in white cement complete: 3/8" thick 12 x 12 Sunny Grey Marble | 100 Sft | 4855.5 | 15393.56 | m2 | 522.45 | 1656.35 | 10.7
10-26-a-iv | Provide & lay marble fine dressed stone flooring on surface in white cement complete: 3/8" thick 12 x 12 Sunny Black Marble | 100 Sft | 4855.5 | 15428 | m2 | 522.45 | 1660.05 | 10.7
10-26-b-i | Provide & lay marble fine dressed stone flooring on surface in white cement complete: 0.5" thick 12 x 12 Super Sunny White Marble | 100 Sft | 4855.5 | 19137.89 | m2 | 522.45 | 2059.24 | 10.7
10-26-b-ii | Provide & lay marble fine dressed stone flooring on surface in white cement complete: 0.5" thick 12 x 12 Sunny White Marble | 100 Sft | 4855.5 | 17441.14 | m2 | 522.45 | 1876.67 | 10.7
10-26-b-iii | Provide & lay marble fine dressed stone flooring on surface in white cement complete: 0.5" thick 12 x 12 Sunny Grey Marble | 100 Sft | 4855.5 | 16652.72 | m2 | 522.45 | 1791.83 | 10.7
10-26-b-iv | Provide & lay marble fine dressed stone flooring on surface in white cement complete: 0.5" thick 12 x 12 Sunny Black Marble | 100 Sft | 4855.5 | 20454.46 | m2 | 522.45 | 2200.9 | 10.7
10-26-c-i | Provide & lay marble fine dressed stone flooring on surface in white cement complete: 3/4" thick 12 x 12 Super Sunny White Marble | 100 Sft | 4855.5 | 21431.68 | m2 | 522.45 | 2306.05 | 10.7
10-26-c-ii | Provide & lay marble fine dressed stone flooring on surface in white cement complete: 3/4" thick 12 x 12 Sunny White Marble | 100 Sft | 4855.5 | 20034.74 | m2 | 522.45 | 2155.74 | 10.7
10-26-c-iii | Provide & lay marble fine dressed stone flooring on surface in white cement complete: 3/4" thick 12 x 12 Sunny Grey Marble | 100 Sft | 4855.5 | 18038.19 | m2 | 522.45 | 1940.91 | 10.7
10-26-c-iv | Provide & lay marble fine dressed stone flooring on surface in white cement complete: 3/4" thick 12 x 12 Sunny Black Marble | 100 Sft | 4855.5 | 22491.83 | m2 | 522.45 | 2420.12 | 10.7
10-26-d-i | Provide & lay marble fine dressed stone flooring on surface in white cement complete: 0.875" thick 12 x 12 Super Sunny White Marble | 100 Sft | 4855.5 | 23701.24 | m2 | 522.45 | 2550.25 | 10.7
10-26-d-ii | Provide & lay marble fine dressed stone flooring on surface in white cement complete: 0.875" thick 12 x 12 Sunny White Marble | 100 Sft | 4855.5 | 22010.88 | m2 | 522.45 | 2368.37 | 10.7
10-26-d-iii | Provide & lay marble fine dressed stone flooring on surface in white cement complete: 0.875" thick 12 x 12 Sunny Grey Marble | 100 Sft | 4855.5 | 19569.09 | m2 | 522.45 | 2105.63 | 10.7
10-26-d-iv | Provide & lay marble fine dressed stone flooring on surface in white cement complete: 0.875" thick 12 x 12 Sunny Black Marble | 100 Sft | 4855.5 | 23856.88 | m2 | 522.45 | 2567 | 10.7
10-26-e | Providing and Laying marble fine dressed stone 4-5 feet and 12" wide 1" thick for stairs steps | 100 Sft | 4357.5 | 17556.83 | m2 | 468.87 | 1889.11 | 10.7
10-26-f | Providing and Laying marble fine dressed stone 7x1.5 feet and 1" thick for stairs steps. | 100 Sft | 4357.5 | 17556.83 | m2 | 468.87 | 1889.11 | 10.7
10-26-g | Providing and fixing glazed tile colour printed border 2" wide | 100 Rft | 1064.47 | 17885.85 | m | 34.92 | 586.81 | 10.8
10-26-h | Providing and fixing glazed tile colour printed border 3" wide | 100 Rft | 1064.47 | 18470.66 | m | 34.92 | 605.99 | 10.8
10-26-i | Providing and fixing glazed tile colour printed border 4" wide | 100 Rft | 1064.47 | 18470.66 | m | 34.92 | 605.99 | 10.8
10-27 | Cleaning and washing mosaic or marble floor with caustic soda mixture | 100 Sft | 391.55 | 2119.14 | m2 | 42.13 | 228.02 | 10.7.3.9 ,
10-28 | Shisham wood boarding or strip flooring 3/4" thick including 2 coats of bitumen laid hot complete | 100 Sft | 23655 | 114256.18 | m2 | 2545.28 | 12293.97 | 10.14
10-28-a | Shisham wood boarding or strip flooring 3/4\" thick including 2 coats of bitumen laid hot complete | 100 Sft | 17181 | 86225.41 | m2 | 1848.68 | 9277.85 | 10.14
10-28-b | Teak wood boarding or strip flooring 3/4\" thick including 2 coats of bitumen laid hot complete | 100 Sft | 17181 | 121302.46 | m2 | 1848.68 | 13052.15 | 10.14
10-28-c | Biar wood boarding or strip flooring 3/4\" thick including 2 coats of bitumen laid hot complete | 100 Sft | 17181 | 81609.88 | m2 | 1848.68 | 8781.22 | 10.14
10-28-d | Partal wood boarding or strip flooring 3/4\" thick including 2 coats of bitumen laid hot complete | 100 Sft | 17181 | 60634.11 | m2 | 1848.68 | 6524.23 | 10.14
10-29 | Deodar wood boarding or strip flooring 3/4" thick including 2 coats of bitumen laid hot complete | 100 Sft | 17181 | 150991.23 | m2 | 1848.68 | 16246.65 | 10.14
10-30 | Teak wood boarding or strip flooring 1/2" thick including 2 coats of bitumen laid hot complete | 100 Sft | 23655 | 98673.69 | m2 | 2545.28 | 10617.29 | 10.14
10-30-a | Teak wood boarding or strip flooring 1/2\" thick including 2 coats of bitumen laid hot complete | 100 Sft | 17181 | 85527.03 | m2 | 1848.68 | 9202.71 | 10.14
10-30-b | Deodar wood boarding or strip flooring 1/2\" thick including 2 coats of bitumen laid hot complete | 100 sft | 17181 | 104529.63 | m2 | 1848.68 | 11247.38 | 10.14
10-30-c | Biar wood boarding or strip flooring 1/2\" thick | 100 Sft | 17181 | 60121.38 | m2 | 1848.68 | 6469.06 | 10.14
10-30-d | including 2 coats of bitumen laid hot complete Partal wood boarding or strip flooring 1/2\" thick including 2 coats of bitumen laid hot complete | 100 Sft | 17181 | 46695.63 | m2 | 1848.68 | 5024.45 | 10.14
10-30-e | Sheesham wood boarding or strip flooring 1/2\" thick including 2 coats of bitumen laid hot complete | 100 Sft | 17181 | 62806.53 | m2 | 1848.68 | 6757.98 | 10.14
10-31 | Shisham wood block flooring 1" thick out to required size, fixed on a layer of bitumen base | 100 Sft | 17181 | 104580.96 | m2 | 1848.68 | 11252.92 | 10.14
10-32 | Teak wood block 1" thick cut to required size, fixed on a layer of asphalt bitumen laid on base | 100 Sft | 23655 | 118951.02 | m2 | 2545.28 | 12799.13 | 10.14
10-33-a | Laying wooden paving of hard wood on edge in coal tar & asphalt : Shisham wood | 100 Sft | 6723 | 61471.73 | m2 | 723.39 | 6614.36 | 10.14
10-33-b | Laying wooden paving of hard wood on edge in coal tar & asphalt : Kikar wood | 100 Sft | 6723 | 38062.57 | m2 | 723.39 | 4095.53 | 10.14
10-34-a | Tile skirting laid in 1:2 c/s mortar over 3/4" thick cement mortar 1:2 complete : Cement tiles | 100 Sft | 5619.93 | 14957.33 | m2 | 604.7 | 1609.41 | 10.21
10-34-b | Tile skirting laid in 1:2 c/s mortar over 3/4" thick cement mortar 1:2 complete : Mosaic tiles | 100 Sft | 4188.18 | 24406.33 | m2 | 450.65 | 2626.12 | 10.21
10-35-a | Provide grey cement skirting 3/8" thick complete 1:2 cement, sand mortar | 100 Sft | 6491.43 | 8222.74 | m2 | 698.48 | 884.77 | 10.21
10-35-b | Provide grey cement skirting 3/8" thick complete 1:3 cement, sand mortar | 100 Sft | 6491.43 | 7928.29 | m2 | 698.48 | 853.08 | 10.21
10-35-c | Provide grey cement skirting 3/8" thick complete Extra if skirting or dado is finished with pigment | 100 Sft | 591.38 | 635.74 | m2 | 63.63 | 68.41 | 10.21
10-36-a | Providing and fixing of Corian of any size on Tops of Approved Design in any colour, shade and pattern. | Sft | 294.92 | 1084.67 | m2 | 3173.29 | 11671.01 | 10.7
10-36-b | Providing and fixing of Textured Corian of any size on Tops of Approved Design in any colour, shade and pattern. | Sft | 294.92 | 1449.17 | m2 | 3173.29 | 15593.03 | 10.7
10-37 | Providing and Fixing of Marble Vanity for Wash Hand Basin of Imported approved quality | 100Sft | 2689.2 | 21540.29 | m2 | 289.36 | 2317.74 | 10.7
10-38-a | Providing and Laying 1" Thick Super White Marble Slab Exceeding 12"x12" size Kitchen Top in White Cement including all labour for Grinding and Polishing. | Sft | 48.97 | 725.66 | m2 | 526.87 | 7808.1 | 10.7
10-38-b | Providing and Laying 1" Thick Badal Marble Slab Exceeding 12"x12" size Kitchen Top in White Cement including all labour for Grinding and Polishing. | Sft | 48.97 | 528.65 | m2 | 526.87 | 5688.3 | 10.7
10-39-a | Glazed tile 1/4" thick dado jointed in white cement complete : White Plain tiles | 100 Sft | 10146.75 | 16478.36 | m2 | 1091.79 | 1773.07 | 10.8
10-39-b | Glazed tile 1/4" thick dado jointed in white cement complete : Coloured Plain tiles | 100 Sft | 10146.75 | 16427.33 | m2 | 1091.79 | 1767.58 | 10.8
10-39-c | Glazed tile 1/4" thick dado jointed in white cement complete : Printed tiles | 100 Sft | 9213 | 15544.61 | m2 | 991.32 | 1672.6 | 10.8
10-40 | Glazed tile dado 1/4" thick in pigment over 1:2 c/s mortar 3/4" thick including finishing complete | 100 Rft | 9213 | 15653.35 | m2 | 991.32 | 1684.3 | 10.8
10-41-a-01 | Mosaic dado or skirting complete as per specs Using grey cement : 3/8" thick | 100 Sft | 7221 | 12915.83 | m2 | 776.98 | 1389.74 | 10.12.3.1
10-41-a-02 | Mosaic dado or skirting complete as per specs Using grey cement : 1/2" thick | 100 Sft | 7221 | 13959.61 | m2 | 776.98 | 1502.05 | 10.12.3.1
10-41-b-01 | Mosaic dado or skirting complete as per specs Using white cement : 3/8" thick including grinding and polishing | 100 Sft | 7221 | 12757.27 | m2 | 776.98 | 1372.68 | 10.12.3.1
10-41-b-02 | Mosaic dado or skirting complete as per specs Using white cement : 1/2" thick including grinding and polishing | 100 Sft | 7221 | 13890.96 | m2 | 776.98 | 1494.67 | 10.12.3.1
10-42 | Providing and fixing on walls1/4"(6mm approx.) thick of imported first grade ceramic tiles of size 24 in x 24 in of approved colour on walls, over 1/2" (13mm) thick base of cement mortar 1:3 setting of tiles in slurry of grey cement over mortar base including filling the joint with white cement and washing the tile, curing and cleaning etc. complete. | 100 Sft | 2476.3 | 25376.25 | m2 | 266.45 | 2730.48 | 10.8
10-43 | Providing and Fixing of glazed tiles skirting etc complete imported approved quality (20"x20") | 100 Sft | 2619.48 | 21013.9 | m2 | 281.86 | 2261.1 | 10.21
10-44 | Providing and laying 1/2" thick Parlinou marble in dado / skirting with matching colour mortar in joints set over 1/2" thick rough cast 1:4 cement sand plaster. | 100 Sft | 5291.25 | 14853.91 | m2 | 569.34 | 1598.28 | 10.7
10-45-a-i | Provide & lay marble fine dressed stone dado or skirting in white cement complete: 3/8" thick 12 x 12 Super Sunny White Marble | 100 Sft | 4855.5 | 19137.89 | m2 | 522.45 | 2059.24 | 10.21
10-45-a-ii | Provide & lay marble fine dressed stone dado or skirting in white cement complete: 3/8" thick 12 x 12 Sunny White Marble | 100 Sft | 4855.5 | 17441.14 | m2 | 522.45 | 1876.67 | 10.21
10-45-a-iii | Provide & lay marble fine dressed stone dado or skirting in white cement complete: 3/8" thick 12 x 12 Sunny Grey Marble | 100 Sft | 4855.5 | 16652.72 | m2 | 522.45 | 1791.83 | 10.21
10-45-a-iv | Provide & lay marble fine dressed stone dado or skirting in white cement complete: 3/8" thick 12 x 12 Sunny Black Marble | 100 Sft | 4855.5 | 20454.46 | m2 | 522.45 | 2200.9 | 10.21
10-45-b-i | Provide & lay marble fine dressed stone dado or skirting in white cement complete: 0.5" thick 12 x 12 Super Sunny White Marble | 100 Sft | 4855.5 | 17038 | m2 | 522.45 | 1833.29 | 10.21
10-45-b-ii | Provide & lay marble fine dressed stone dado or skirting in white cement complete: 0.5" thick 12 x 12 Sunny White Marble | 100 Sft | 4855.5 | 17050.76 | m2 | 522.45 | 1834.66 | 10.21
10-45-b-iii | Provide & lay marble fine dressed stone dado or skirting in white cement complete: 0.5" thick 12 x 12 Sunny Grey Marble | 100 Sft | 4855.5 | 15393.56 | m2 | 522.45 | 1656.35 | 10.21
10-45-b-iv | Provide & lay marble fine dressed stone dado or skirting in white cement complete: 0.5" thick 12 x 12 Sunny Black Marble | 100 Sft | 4855.5 | 15428 | m2 | 522.45 | 1660.05 | 10.21
10-45-c-i | Provide & lay marble fine dressed stone dado or skirting in white cement complete: 3/4" thick 12 x 12 Super Sunny White Marble | 100 Sft | 4855.5 | 21431.68 | m2 | 522.45 | 2306.05 | 10.21
10-45-c-ii | Provide & lay marble fine dressed stone dado or skirting in white cement complete: 3/4" thick 12 x 12 Sunny White Marble | 100 Sft | 4855.5 | 20034.74 | m2 | 522.45 | 2155.74 | 10.21
10-45-c-iii | Provide & lay marble fine dressed stone dado or skirting in white cement complete: 3/4" thick 12 x 12 Sunny Grey Marble | 100 Sft | 4855.5 | 18038.19 | m2 | 522.45 | 1940.91 | 10.21
10-45-c-iv | Provide & lay marble fine dressed stone dado or skirting in white cement complete: 3/4" thick 12 x 12 Sunny Black Marble | 100 Sft | 4855.5 | 22491.83 | m2 | 522.45 | 2420.12 | 10.21
10-45-d-i | Provide & lay marble fine dressed stone dado or skirting in white cement complete: 0.875" thick 12 x 12 Super Sunny White Marble | 100 Sft | 4855.5 | 23701.24 | m2 | 522.45 | 2550.25 | 10.21
10-45-d-ii | Provide & lay marble fine dressed stone dado or skirting in white cement complete: 0.875" thick 12 x 12 Sunny White Marble | 100 Sft | 4855.5 | 22010.88 | m2 | 522.45 | 2368.37 | 10.21
10-45-d-iii | Provide & lay marble fine dressed stone dado or skirting in white cement complete: 0.875" thick 12 x 12 Sunny Grey Marble | 100 Sft | 4855.5 | 19569.09 | m2 | 522.45 | 2105.63 | 10.21
10-45-d-iv | Provide & lay marble fine dressed stone dado or skirting in white cement complete: 0.875" thick 12 x 12 Sunny Black Marble | 100 Sft | 4855.5 | 23856.88 | m2 | 522.45 | 2567 | 10.21
10-46 | Rubber flooring, consisting of 12"x12"x1/8" rubber tiles laid on firm foundation | 100 Sft | 3361.5 | 11546.54 | m2 | 361.7 | 1242.41 | 10.15
10-47-a | Provide & fix glass strip 1.5" wide for dividing the floors into panels : 5mm thick | 100 Rft | 1431.75 | 2618.55 | m | 46.97 | 85.91 | 10.10.3.2
10-47-b | Provide & fix glass strip 1.5" wide for dividing the floors into panels : 3mm thick | 100 Rft | 1431.75 | 2452.65 | m | 46.97 | 80.47 | 10.10.3.2
10-47-c | Providing and Fixing marble strip 1.5 inch wide 3/8 inch thick for dividing the floor into panels | 100 Rft | 1431.75 | 3071 | m | 46.97 | 100.75 | 10.10.3.2
10-47-d | Providing and Fixing marble strip 2" wide and 3/8" thick for dividing the floor into panels | 100 Rft | 1867.5 | 3237.2 | m | 61.27 | 106.21 | 10.10.3.2
10-48 | Providing and Fixing Vinyl Tiles or Vinyl Sheet flooring over firm foundation | 100 Sft | 2583.38 | 9397.28 | m2 | 277.97 | 1011.15 | 10.19
10-49-i | Providing and Fixing Precast Concrete 5000 psi TUFF Tiles 60mm thick over bed of 2\" thick sand | 100 Sft | 1431.75 | 8670.72 | m2 | 154.06 | 932.97 | 0
10-49-a | Providing and Fixing Precast Concrete 7000 psi TUFF Tiles over bed of 2" thick sand & 4" thick brick ballast comp | 100 Sft | 2863.5 | 10141.84 | m2 | 308.11 | 1091.26 | 6.12 ,
10-49-b | Providing and Fixing Precast Concrete 7000 psi TUFF Tiles over bed of 2" thick sand | 100 Sft | 944.96 | 7965.23 | m2 | 101.68 | 857.06 | 6.12 ,
10-49-c | Providing and Fixing Precast Concrete 7000 psi TUFF Tiles 60mm thick over bed of 2\" thick sand | 100 Sft | 1431.75 | 9424.02 | m2 | 154.06 | 1014.02 | 0
10-49-d | Providing and Fixing Precast Concrete 7000 psi TUFF Tiles 80mm thick over bed of 2\" thick sand | 100 Sft | 1431.75 | 10918.47 | m2 | 154.06 | 1174.83 | 0
10-49-e | Providing and Fixing Precast Concrete 7000 psi TUFF Tiles 90mm thick over bed of 2\" thick sand | 100 Sft | 1718.1 | 11933.82 | m2 | 184.87 | 1284.08 | 0
10-49-f | Providing and Fixing Precast Concrete 3000 psi TUFF Tiles 50mm thick over bed of 2\" thick sand | 100 Sft | 944.96 | 5875.42 | m2 | 101.68 | 632.2 | 0
10-49-g | Providing and Fixing Precast Concrete 3000 psi TUFF Tiles 60mm thick over bed of 2\" thick sand | 100 Sft | 933.75 | 6957.72 | m2 | 100.47 | 748.65 | 0
10-49-h | Providing and Fixing Precast Concrete 5000 psi TUFF Tiles 50mm thick over bed of 2\" thick sand | 100 Sft | 944.96 | 6847.42 | m2 | 101.68 | 736.78 | 0
10-50-a | Providing and Fixing Ceramic Floor Tiles of approved quality of Size : 12" x 12" | 100 Sft | 3281.82 | 21130.78 | m2 | 353.12 | 2273.67 | 10.8
10-50-b | Providing and Fixing Ceramic Floor Tiles of approved quality of Size 20" x 20" | 100 Sft | 2619.48 | 22388.14 | m2 | 281.86 | 2408.96 | 10.8
10-51 | Providing and Fixing of Ceramic Tiles 12"x24" of Imported Approved Quality with jointing and finishing | 100 Sft | 3748.7 | 21524.75 | m2 | 403.36 | 2316.06 | 10.8
10-52 | Providing and Fixing of Fancy design bath room tile of size 12'' x 12'' in cement sand mortar 1 : 2 with finishing of joints in white cement / Readymade filler complete in all respect | 100 Sft | 3281.82 | 16442.09 | m2 | 353.12 | 1769.17 | 10.8
10-53 | Providing and Fixing of Spanish Tiles border 12" long apprti colour best quality | Rft | 15.62 | 248.44 | m | 51.26 | 815.1 | 10.8
10-54 | Providing and Fixing of Glazed tiles Plain/ Printed Border (Spanish) of Fancy design | Rft | 15.62 | 284.89 | m | 51.26 | 934.69 | 10.8
10-55-a | Providing and Fixing of Spanish Floor Tile Water Touch 20" x 20" | 100 Sft | 2619.48 | 33739.5 | m2 | 281.86 | 3630.37 | 10.8
10-55-b | Providing and Fixing of Spanish Floor Tile Water Touch 24" x 24" | 100 Sft | 2476.3 | 37614.94 | m2 | 266.45 | 4047.37 | 10.8
10-55-c | Providing and Fixing of Spanish Floor Tile Water Touch 21" x 21" | 100 Sft | 2619.48 | 33739.5 | m2 | 281.86 | 3630.37 | 10.8
10-55-d | Providing and Fixing of Spanish bathrooms Tile 8" x 20" | 100 Sft | 3748.7 | 32189.65 | m2 | 403.36 | 3463.61 | 10.8
10-55-e | Providing and Fixing of Spanish bathrooms Tile 10" x 20" | 100 Sft | 3748.7 | 32189.65 | m2 | 403.36 | 3463.61 | 10.8
10-55-f | Providing and Fixing of Spanish bathrooms Tile 10"x30" | 100 Sft | 3659.05 | 34779.08 | m2 | 393.71 | 3742.23 | 10.8
10-55-g | Providing and Fixing of Porcelain Floor Tile 24" x 24" of approved quality | 100 Sft | 2476.3 | 33471.31 | m2 | 266.45 | 3601.51 | 10.22
10-55-h | Providing and Fixing of Porcelain Floor Tile 16" x 16" of approved quality | 100 Sft | 3281.82 | 27244.89 | m2 | 353.12 | 2931.55 | 10.22
10-55-i | Providing and Fixing of Porcelain Floor Tile 12" x 12" of approved quality | 100 Sft | 3281.82 | 23175.25 | m2 | 353.12 | 2493.66 | 10.22
10-55-j | Providing and Fixing of Bath Room Tiles 12"x18" of approved quality | 100 Sft | 3748.7 | 21048.52 | m2 | 403.36 | 2264.82 | 10.8
10-55-k | Providing and Fixing of Bath Room Tiles Border 12" x 3" of approved quality | 100 Rft | 7594.5 | 30134.2 | m | 249.16 | 988.65 | 10.8
10-55-l | Providing and Fixing of Bathroom tiles 10" x 20" of imported approved quality | 100 Sft | 3655.32 | 29417.2 | m2 | 393.31 | 3165.29 | 10.8
10-55-m | Providing and Fixing of Bathrooms tile Border 12" x 3" of imported approved quality | 100 Rft | 7594.5 | 28380.95 | m | 249.16 | 931.13 | 10.8
10-55-n | Providing and Fixing of Floor Tiles 24" x 24" of imported approved quality (Mat Flushed) | 100 Sft | 2476.3 | 32193.01 | m2 | 266.45 | 3463.97 | 10.22
10-55-o | Providing and Fixing of Floor Tiles 24" x 24" of imported approved quality (Polished) | 100 Sft | 2476.3 | 23549.8 | m2 | 266.45 | 2533.96 | 10.22
10-55-p | Providing and Fixing of Ceramic Tile 16"x16" | 100 Sft | 3659.05 | 21080.75 | m2 | 393.71 | 2268.29 | 10.8
10-55-q | Providing and Fixing of Ceramic Tile 8"x12" White | 100 Sft | 3690.18 | 16119.02 | m2 | 397.06 | 1734.41 | 10.8
10-56 | Burnt brick (1st class) pavement on edge grouted with sand including preparation of bed | 100 Sft | 4357.5 | 14010.06 | m2 | 468.87 | 1507.48 | 10.5
10-57-a | Dry Rip Rap Class A | 100 Cft | 1900.18 | 4982.69 | m3 | 671.04 | 1759.62 | 16.7.9
10-57-b | Rip Rap, Class B | 100 Cft | 5414.28 | 11835.69 | m3 | 1912.04 | 4179.74 | 16.7.9
10-57-c | Rip Rap, Class C | 100 Cft | 5286.99 | 11446.56 | m3 | 1867.09 | 4042.32 | 16.7.9
10-57-d | Rip Rap, Class D | 100 Cft | 5176.64 | 11225.16 | m3 | 1828.11 | 3964.13 | 16.7.9
10-57-e | Grouted Rip Rap, Class A | 100 Cft | 6698.32 | 24218.89 | m3 | 2365.49 | 8552.83 | 16.7.9
10-57-f | Grouted Rip Rap, Class B | 100 Cft | 4456.1 | 20326.09 | m3 | 1573.66 | 7178.1 | 16.7.9
10-57-g | Grouted Rip Rap, Class C | 100 Cft | 4959.11 | 20864.59 | m3 | 1751.29 | 7368.27 | 16.7.9
10-57-h | Grouted Rip Rap, Class D | 100 Cft | 4959.11 | 22290.29 | m3 | 1751.29 | 7871.75 | 16.7.9
10-58-a | Porcelain tile floor of size 12'' x 12'' x 1/4'' laid cement 1:2 or 3/4" thick cement mortar 1:2 of approved quality | 100 Sft | 3361.5 | 23934.12 | m2 | 361.7 | 2575.31 | 10.22
10-58-b | Porcelain tile floor of size 12''x24''x1/4" laid cement 1:2 over 3/4" thick cement mortar 1:2 of imported approved quality | 100 Sft | 3281.82 | 19183.38 | m2 | 353.12 | 2064.13 | 10.22
10-58-c | Providing and Fixing of porcelain full body tiles 20" x 20" x 3/8 of approved colour of shade, joint using spacers in white cement with pigment laid on base of CM 1:2 etc complete in all respects | 100 Sft | 2709.12 | 26895.28 | m2 | 291.5 | 2893.93 | 10.22
10-58-d | Providng and fixing of Porcelain Tiles (24" x 48") on the facade with the help of mechanical clamp Including all fittings as required complete in all respects | 100 Sft | 4215.57 | 34146.49 | m2 | 453.6 | 3674.16 | 10.22
10-59-a | Granite tile floor 1/4" thick laid cement 1:2 or 3/4" thick cement mortar 1:2 (Imported approved quality) 24"x24" | 100 Sft | 3361.5 | 14265.15 | m2 | 361.7 | 1534.93 | 10.7
10-59-b | Granite tile floor 1/4" thick laid cement 1:2 or 3/4" thick cement mortar 1:2 (Imported approved quality) 16"x16" | 100 Sft | 3859.5 | 21928.75 | m2 | 415.28 | 2359.53 | 10.7
10-59-c | Deleted | 0 | 1245 | 0 | 0 | 1245 | 0 | 0
10-60-a | Providing and laying 3/4"(19mm) thick Granite Black polished tiles of approved quality of any size on floor over 3/8" thick base cement sand mortar 1:3 including setting the tiles with portland cement slurry over cement sand jointing and washing the tiles with cement slurry of matching color including grinding, rubbing, polishing & mortar cost. | Sft | 82.17 | 803.5 | m2 | 884.15 | 8645.68 | 10.23
10-60-b | Providing and laying 3/4"(19mm) thick Granite Black polished tiles of imported approved quality of any size on floor over 3/8" thick base cement sand mortar 1:3 including setting the tiles with portland cement slurry over cement sand jointing and washing the tiles with cement slurry of matching color including grinding, rubbing, polishing & mortar cost. | Sft | 82.17 | 978.28 | m2 | 884.15 | 10526.29 | 10.23
10-60-c | Providing and laying 3/4"(19mm) thick Granite Red Rubi polished tiles of imported approved quality of any size on floor over 3/8" thick base cement sand mortar 1:3 including setting the tiles with portland cement slurry over cement sand jointing and washing the tiles with cement slurry of matching color including grinding, rubbing, polishing & mortar cost. | Sft | 82.17 | 978.28 | m2 | 884.15 | 10526.29 | 10.23
10-60-d | Providing and laying 3/4"(19mm) thick Granite Red Chilli polished tiles of imported approved quality of any size on floor over 3/8" thick base cement sand mortar 1:3 including setting the tiles with portland cement slurry over cement sand jointing and washing the tiles with cement slurry of matching color including grinding, rubbing, polishing & mortar cost. | Sft | 82.17 | 978.28 | m2 | 884.15 | 10526.29 | 10.23
10-60-e | Providing and laying 3/4"(19mm) thick Granite Galaxy Black polished tiles of imported approved quality of any size on floor over 3/8" thick base cement sand mortar 1:3 including setting the tiles with portland cement slurry over cement sand jointing and washing the tiles with cement slurry of matching color including grinding, rubbing, polishing & mortar cost. | Sft | 82.17 | 1058.65 | m2 | 884.15 | 11391.1 | 10.23
10-60-f | Providing and laying 3/4"(19mm) thick Granite Baltic Brown polished tiles of imported approved quality of any size on floor over 3/8" thick base cement sand mortar 1:3 including setting the tiles with portland cement slurry over cement sand jointing and washing the tiles with cement slurry of matching color including grinding, rubbing, polishing & mortar cost. | Sft | 82.17 | 1154.33 | m2 | 884.15 | 12420.62 | 10.23
10-60-g | Providing and laying 3/4"(19mm) thick Granite Camel Brown polished tiles of imported approved quality of any size on floor over 3/8" thick base cement sand mortar 1:3 including setting the tiles with portland cement slurry over cement sand jointing and washing the tiles with cement slurry of matching color including grinding, rubbing, polishing & mortar cost. | Sft | 82.17 | 978.28 | m2 | 884.15 | 10526.29 | 10.23
10-60-h | Providing and laying 3/4"(19mm) thick Granite Raw-Silk polished tiles of imported approved quality of any size on floor over 3/8" thick base cement sand mortar 1:3 including setting the tiles with portland cement slurry over cement sand jointing and washing the tiles with cement slurry of matching color including grinding, rubbing, polishing & mortar cost. | Sft | 82.17 | 978.28 | m2 | 884.15 | 10526.29 | 10.23
10-60-i | Providing and laying 3/4"(19mm) thick Granite Blue Per polished tiles of imported approved quality of any size on floor over 3/8" thick base cement sand mortar 1:3 including setting the tiles with portland cement slurry over cement sand jointing and washing the tiles with cement slurry of matching color including grinding, rubbing, polishing & mortar cost. | Sft | 82.17 | 1377.59 | m2 | 884.15 | 14822.86 | 10.23
10-61-a | Providing and Laying marble fine dressed stone flooring on surface in white cement complete using indian green marble 12"x12"x3/4" thick | 100 Sft | 3859.5 | 63908.45 | m2 | 415.28 | 6876.55 | 10.7
10-61-b | Providing and Laying marble fine dressed stone flooring on surface in white cement complete using Trevera marble 12"x12"x3/4" thick | 100 Sft | 3859.5 | 19537.86 | m2 | 415.28 | 2102.27 | 10.7
10-61-c | Providing and Laying marble fine dressed stone flooring on surface in white cement complete using Botecina marble 12"x12"x3/4" thick | 100 Sft | 9711 | 28426.86 | m2 | 1044.9 | 3058.73 | 10.7
10-61-d | Providing and Laying marble fine dressed stone flooring on surface in white cement complete using Veroona/Lasbela marble 12"x12"x3/4" thick | 100 Sft | 9711 | 28074.51 | m2 | 1044.9 | 3020.82 | 10.7
10-61-e | Provide & lay Parlinou marble fine dressed stone flooring on surface with matching colour mortar in joints complete: 3/4" thick including machine grinding, rubbing, finishing, polishing etc. complete in all respects. | 100 Sft | 5291.25 | 16392.1 | m2 | 569.34 | 1763.79 | 10.7
10-62 | Providing and Fixing of architecture design flooring including 1" thick flate gravel stone slabs with river fine pebble stones in cement sand mortar (1:2) complete in all respects | 100 Sft | 7594.5 | 12481.46 | m2 | 817.17 | 1343.01 | 10.6
10-63 | Providing and Fixing of 1/2" thick flat Gravel stone tiles in cement sand mortar with finishing of joints in cement sand complete | 100 Sft | 3859.5 | 31632.2 | m2 | 415.28 | 3403.62 | 10.6
10-64 | Chemical polishing of marble floor/Dado | 100 Sft | 498 | 3013.05 | m2 | 53.58 | 324.2 | 10.7.3.9
10-65 | Replaced coloured glass panes of sizes upto 4 mm thickness with iron, nails and putty including removing broken ones if required in all floors. | Sft | 54.03 | 287.07 | m2 | 581.4 | 3088.87 | 0
10-66 | Providing and Fixing of glass panes 8mm imported | Sft | 57.89 | 254.72 | m2 | 622.92 | 2740.81 | 0
10-67 | Providing and Fixing of Porcelain Floor Tile 12" x 12" of approved quality | 100 Sft | 3281.82 | 22002.84 | m2 | 353.12 | 2367.51 | 10.22
11-01-a | Mud plaster on walls (excluding gobri leeping) upto 20' height : 1/2" thick | 100 Sft | 865.28 | 1092.63 | m2 | 93.1 | 117.57 | 11.1.10
11-01-b | Mud plaster on walls (excluding gobri leeping) upto 20' height : 1" thick | 100 Sft | 1190.22 | 1648.18 | m2 | 128.07 | 177.34 | 11.1.10
11-02-a | Mud plaster on floor / roof (excluding gobri leeping) upto 20' height : 1/2" thick | 100 Sft | 778.13 | 1005.4 | m2 | 83.73 | 108.18 | 11.1.10
11-02-b | Mud plaster on floor / roof (excluding gobri leeping) upto 20' height : 1" thick | 100 Sft | 1564.47 | 2022.43 | m2 | 168.34 | 217.61 | 11.1.10
11-03-a | Cement lime plaster 1:7:12 (c/l/s) upto 20' height 1/4" thick | 100 Sft | 2645.63 | 3034.86 | m2 | 284.67 | 326.55 | 11.1.5
11-03-b | Cement lime plaster 1:7:12 (c/l/s) upto 20' height 1/2" thick | 100 Sft | 2645.63 | 3430.47 | m2 | 284.67 | 369.12 | 11.1.5
11-04-a | Cement Neru plaster 1:2 (c/s) upto 20' height 1/4" thick | 100 Sft | 2645.63 | 3807.74 | m2 | 284.67 | 409.71 | 11.4
11-04-b | Cement Neru plaster 1:2 (c/s) upto 20' height 1/2" thick | 100 Sft | 2645.63 | 4614.97 | m2 | 284.67 | 496.57 | 11.4
11-05 | 2" stucco cement plaster 1:2:4 (c/s/shingle) upto 20' height | 100 Sft | 6150.3 | 11171.07 | m2 | 661.77 | 1202.01 | 11.1
11-06-a | Provide/lay machine sprayed plaster 1/2" thick using cement & zero guage chips : Ratio 1:1 | 100 Sft | 2344.58 | 6819.97 | m2 | 252.28 | 733.83 | 11.1.13
11-06-b | Provide/lay machine sprayed plaster 1/2" thick using cement & zero guage chips : Ratio 1:1.5 | 100 Sft | 2344.58 | 6374.13 | m2 | 252.28 | 685.86 | 11.1.13
11-06-c | Provide/lay machine sprayed plaster 1/2" thick using cement & zero guage chips : Ratio 1:2 | 100 Sft | 2344.58 | 6117.37 | m2 | 252.28 | 658.23 | 11.1.13
11-07-a | Cement plaster 1:2, upto 20' height 3/8" thick | 100 Sft | 2645.63 | 4044.77 | m2 | 284.67 | 435.22 | 11.1.3
11-07-b | Cement plaster 1:2, upto 20' height 1/2" thick | 100 Sft | 2645.63 | 4430.5 | m2 | 284.67 | 476.72 | 11.1.3
11-07-c | Cement plaster 1:2, upto 20' height 3/4" thick | 100 Sft | 3361.5 | 6096.45 | m2 | 361.7 | 655.98 | 11.1.3
11-08-a | Cement plaster 1:3 upto 20' height 3/8" thick | 100 Sft | 2645.63 | 3646.05 | m2 | 284.67 | 392.32 | 11.1.3
11-08-b | Cement plaster 1:3 upto 20' height 1/2" thick | 100 Sft | 2645.63 | 3954.14 | m2 | 284.67 | 425.47 | 11.1.3
11-08-c | Cement plaster 1:3 upto 20' height 3/4" thick | 100 Sft | 3361.5 | 5324.16 | m2 | 361.7 | 572.88 | 11.1.3
11-09-a | Cement plaster 1:4 upto 20' height 3/8" thick | 100 Sft | 2645.63 | 3542.68 | m2 | 284.67 | 381.19 | 11.1.3
11-09-b | Cement plaster 1:4 upto 20' height 1/2" thick | 100 Sft | 2645.63 | 3773.34 | m2 | 284.67 | 406.01 | 11.1.3
11-09-c | Cement plaster 1:4 upto 20' height 3/4" thick | 100 Sft | 3361.5 | 5104.76 | m2 | 361.7 | 549.27 | 11.1.3
11-10-a | Cement plaster 3/8" thick under soffit of RCC roof slabs only upto 20' height : (1:2) | 100 Sft | 2490 | 4118.08 | m2 | 267.92 | 443.11 | 11.1.3
11-10-b | Cement plaster 3/8" thick under soffit of RCC roof slabs only upto 20' height : (1:3) | 100 Sft | 2490 | 3732.08 | m2 | 267.92 | 401.57 | 11.1.3
11-10-c | Cement plaster 3/8" thick under soffit of RCC roof slabs only upto 20' height : (1:4) | 100 Sft | 2490 | 3633.44 | m2 | 267.92 | 390.96 | 11.1.3
11-11-a | Cement plaster 1:5, upto 20' height 3/8" thick | 100 Sft | 2645.63 | 3452.62 | m2 | 284.67 | 371.5 | 11.1.3
11-11-b | Cement plaster 1:5, upto 20' height 1/2" thick | 100 Sft | 2645.63 | 3696.24 | m2 | 284.67 | 397.72 | 11.1.3
11-11-c | Cement Plaster 1:5, upto 20' height 3/4" thick | 100 Sft | 3361.5 | 4937.21 | m2 | 361.7 | 531.24 | 11.1.3
11-12-a | Cement plaster 1:6, upto 20' height 3/8" thick | 100 Sft | 2645.63 | 3323.95 | m2 | 284.67 | 357.66 | 11.1.3
11-12-b | Cement plaster 1:6, upto 20' height 1/2" thick | 100 Sft | 2645.63 | 3528.97 | m2 | 284.67 | 379.72 | 11.1.3
11-12-c | Cement plaster 1:6, upto 20' height 3/4" thick | 100 Sft | 3361.5 | 4667.01 | m2 | 361.7 | 502.17 | 11.1.3
11-13 | Applying floating coat of cement 1/32" thick | 100 Sft | 1749.22 | 2276.77 | m2 | 188.22 | 244.98 | 11.1.3
11-14 | Lime pointing flush upto 20' height, including racking joints in lime sand mortar 1:2 | 100 Sft | 1543.8 | 1834.65 | m2 | 166.11 | 197.41 | 11.2
11-15 | Lime pointing struck joints on walls, upto 20' height including racking joints, in lime sand mortar 1:2 | 100 Sft | 3112.5 | 3403.35 | m2 | 334.9 | 366.2 | 11.2
11-16-a | Cement pointing flush, upto 20' height Ratio 1:2 | 100 Sft | 2645.63 | 3647.45 | m2 | 284.67 | 392.47 | 11.2
11-16-b | Cement pointing flush, upto 20' height Ratio 1:3 | 100 Sft | 2645.63 | 3428.44 | m2 | 284.67 | 368.9 | 11.2
11-17 | Cement pointing 1:2 flush, on floor | 100 Sft | 1929.75 | 2931.58 | m2 | 207.64 | 315.44 | 11.2
11-18-a | Cement pointing struck joints, on walls, upto 20' height : Ratio 1:2 | 100 Sft | 3112.5 | 4114.33 | m2 | 334.9 | 442.7 | 11.2
11-18-b | Cement pointing struck joints, on walls, upto 20' height : Ratio 1:3 | 100 Sft | 3112.5 | 3895.31 | m2 | 334.9 | 419.14 | 11.2
11-19-a | Pointing flush on stone work, upto 20' height in lime sand mortar 1:2 (lime, sand) | 100 Sft | 2614.5 | 2983.73 | m2 | 281.32 | 321.05 | 11.2
11-19-b | Pointing flush on stone work, upto 20' height in cement sand mortar 1:3 | 100 Sft | 2614.5 | 3398.45 | m2 | 281.32 | 365.67 | 11.2
11-19-c-01 | Pointing flush on stone work, upto 20' height On stone work raised : in lime sand mortar 1:2 | 100 Sft | 4980 | 5349.23 | m2 | 535.85 | 575.58 | 11.2
11-19-c-02 | Pointing flush on stone work, upto 20' height On stone work raised : in c/s mortar 1:3 | 100 Sft | 4980 | 5762.81 | m2 | 535.85 | 620.08 | 11.2
11-20-a | Priming coat of chalk under distemper | 100 Sft | 286.35 | 324.28 | m2 | 30.81 | 34.89 | 11.8
11-20-b | Providing and applying wall putty of 2mm thickness over plastered surface to prepare the surface even and smooth complete. | 100 Sft | 286.35 | 671.36 | m2 | 30.81 | 72.24 | 13.12
11-21-a-01 | Distempering New surface : One coat | 100 Sft | 622.5 | 964.28 | m2 | 66.98 | 103.76 | 11.8
11-21-a-02 | Distempering New surface : Two coats | 100 Sft | 926.28 | 1343.54 | m2 | 99.67 | 144.56 | 11.8
11-21-a-03 | Distempering New surface : Three coats | 100 Sft | 1045.8 | 1514.04 | m2 | 112.53 | 162.91 | 11.8
11-21-b-01 | Distempering Old surface : One coat | 100 Sft | 174.3 | 394.09 | m2 | 18.75 | 42.4 | 11.8
11-21-b-02 | Distempering Old surface : Two coats | 100 Sft | 249 | 530.03 | m2 | 26.79 | 57.03 | 11.8
11-22-a-01 | Colour washing: New surface : One coat | 100 Sft | 177.41 | 261.42 | m2 | 19.09 | 28.13 | 11.5
11-22-a-02 | Colour washing: New surface : Two coats | 100 Sft | 445.09 | 581.37 | m2 | 47.89 | 62.55 | 11.5
11-22-b-01 | Colour washing: Old surface : One coat | 100 Sft | 143.11 | 204.31 | m2 | 15.4 | 21.98 | 11.5
11-22-b-02 | Colour washing: Old surface : Two coats | 100 Sft | 346.3 | 841.42 | m2 | 37.26 | 90.54 | 11.5
11-23-a-01 | White washing: New surface : One coat | 100 Sft | 143.11 | 181.26 | m2 | 15.4 | 19.5 | 11.3
11-23-a-02 | White washing: New surface : Two coats | 100 Sft | 346.3 | 402.04 | m2 | 37.26 | 43.26 | 11.3
11-23-a-03 | White washing: New surface : Three coats | 100 Sft | 438.92 | 522.58 | m2 | 47.23 | 56.23 | 11.3
11-23-b-01 | White washing: Old surface : One coat | 100 Sft | 201.07 | 249.21 | m2 | 21.63 | 26.82 | 11.3
11-23-b-02 | White washing: Old surface : Two coats | 100 Sft | 340.51 | 373.91 | m2 | 36.64 | 40.23 | 11.3
11-24-a | Gobri leeping: On walls | 100 Sft | 283.86 | 291.31 | m2 | 30.54 | 31.35 | 9.2.10 ,
11-24-b | Gobri leeping: Over roofs | 100 Sft | 283.86 | 300.25 | m2 | 30.54 | 32.31 | 9.2.10 ,
11-25 | Striking joints of burnt brick in lime or cement522mortar | 100 Sft | 653.63 | 653.63 | m2 | 70.33 | 70.33 | 7.1.14
11-26 | Extra for lime, mud or cement plaster & pointing from 20' & above for each additional 10' height | 100 Sft | 473.1 | 473.1 | m2 | 50.91 | 50.91 | 0
11-27 | Caulking joints of sleeper wall, with sand and coaltar | 100 Sft | 1089.38 | 2027.17 | m2 | 117.22 | 218.12 | 9.13
11-28 | Caulking joints of sleepers, with mud and chopped522straw | 100 Sft | 1089.38 | 1200.44 | m2 | 117.22 | 129.17 | 9.13
11-29 | Extra cost of labour & material for red oxide pigment in cement pointing to match bricks | 100 Sft | 177.41 | 367.68 | m2 | 19.09 | 39.56 | 0
11-30-a | Provide grooved c/s plaster 1:3 over existing plastered & roughened surface 3/8" thick | 100 Sft | 2353.05 | 3368.15 | m2 | 253.19 | 362.41 | 11.1.3
11-30-b | Provide grooved c/s plaster 1:3 over existing plastered & roughened surface 1/2" thick | 100 Sft | 2353.05 | 3625.02 | m2 | 253.19 | 390.05 | 11.1.3
11-30-c | Providing ornamental plaster 3/4" thick with (1:3) cement sand mortar on walls, columns chajja and slabs finished smooth including all charges for Labour and Material. | 100 Sft | 17103.19 | 20448.89 | m2 | 1840.3 | 2200.3 | 11.1.6
11-30-d | Extra labour for Design plaster including cost of scaffolding up to any height complete in all respects. | 100 Sft | 473.1 | 511.37 | m2 | 50.91 | 55.02 | 11.1.7
11-30-e | Providing ornamental moulding of approved design in column with base/top and nosing and shade of lintle or pediments in cement mortar(1:3) 1-1/8" thick(1 feet under coat x 1/8" finish layer) including all charges for curing/finishing complete | 100 Sft | 15329.06 | 21022.66 | m2 | 1649.41 | 2262.04 | 11.1.6
11-31 | Provide & fix expanded metal edge bead for corners, with nails on both sides of edges | Rft | 18.26 | 41.74 | m | 59.9 | 136.94 | 11.1.7
11-32 | Extra labour for white washing, priming etc. from 20' height & above for every extra 10' height | m3 / coat | 18.92 | 18.92 | m3 / coat | 18.92 | 18.92 | 0
11-33 | Providing and fixing of clad stones over 1/2" c/s mortar 1:1 incl curing etc. | 100 Sft | 2427.75 | 11860.83 | m2 | 261.23 | 1276.23 | 12.16.4
11-34 | Supply & apply acrylic wall coating 2mm thick of approved quality over plastered surface | 100 Sft | 4482 | 13413.03 | m2 | 482.26 | 1443.24 | 13.12.2
11-35 | Providing and laying of Wall Paper (Imported) of approved quality, shade and color including all other fitting requirements complete in all respects. | 100 Sft | 591.38 | 12577.54 | m2 | 63.63 | 1353.34 | 11.9
11-36 | P/F Ceramic Exterior Finish Tiles over 1/2" cement sand mortar 1:1 including curing complete | 100 Sft | 8341.5 | 26322.78 | m2 | 897.55 | 2832.33 | 12.16.3
11-37-a | Providing and fixing Chakwal tiles red colour in 1:3 cement mortar complete. | 100 Sft | 6660.75 | 15247.7 | m2 | 716.7 | 1640.65 | 10.8
11-37-b | Providing and fixing Chakwal tiles white colour in 1:3 cement mortar complete. | 100 Sft | 6660.75 | 17920.7 | m2 | 716.7 | 1928.27 | 10.8
12-01-a | Plain wood work sawn, wrought, planed & fixed in position, including nails & screws : Deodar wood | Cft | 1274.63 | 12505.99 | m3 | 45013.21 | 441645.28 | 12.1
12-01-b | Plain wood work sawn, wrought, planed & fixed in position, including nails & screws : Shisham wood | Cft | 1794.17 | 7621.21 | m3 | 63360.54 | 269140.56 | 12.1
12-02-a | Plain woodwork for regulation karries or needles etc. complete as per specs : Deodar wood | Cft | 957.16 | 12135.16 | m3 | 33801.68 | 428549.53 | 12.1
12-02-b | Plain woodwork for regulation karries or needles etc. complete as per specs : Shisham wood | Cft | 1489.14 | 7262.82 | m3 | 52588.67 | 256484.48 | 12.1
12-03-a | 1st class teak wood wrought joinery in doors & windows, panelled or glazed complete : 2" thick | Sft | 471.36 | 2281.82 | m2 | 5071.8 | 24552.33 | 12.14
12-03-b | 1st class teak wood wrought joinery in doors & windows, panelled or glazed complete : 1.75" thick | Sft | 469.09 | 2146.33 | m2 | 5047.42 | 23094.48 | 12.14
12-03-c | 1st class teak wood wrought joinery in doors & windows, panelled or glazed complete : 1.5" thick | Sft | 435.76 | 1979.03 | m2 | 4688.8 | 21294.34 | 12.14
12-04-a-01 | 1st class teak wood wrought joinery Teak wood frame 1.75" thick with wire guaze witho spring/hinge | Sft | 288.59 | 1265.55 | m2 | 3105.24 | 13617.34 | 12.14
12-04-a-02 | 1st class teak wood wrought joinery Teak wood frame 1.75" thick with wire guaze witho spring/hinge | Sft | 288.59 | 1287.84 | m2 | 3105.24 | 13857.2 | 12.14
12-04-b-01 | 1st Class Teak Wood Wrought Joinery : Teak Wood framing 1.5" thick with wire guaze witho springs | Sft | 285.73 | 1123.49 | m2 | 3074.43 | 12088.73 | 12.11 ,
12-04-b-02 | 1st Class Teak Wood wrought joinery : Teak Wood framing 1.5" thick with wire guaze with springs | Sft | 285.73 | 1147.63 | m2 | 3074.43 | 12348.47 | 12.11 ,
12-04-c | 1st class teak wood wrought joinery GI wire guaze 22 SWG, fixed to chowkat | Sft | 99.79 | 460.45 | m2 | 1073.71 | 4954.47 | 12.11 ,
12-04-d | 1st class teak wood wrought joinery GI wire guaze 22 SWG, fixed on teak wood frame | Sft | 160.98 | 949.07 | m2 | 1732.13 | 10212.04 | 12.11 ,
12-05-a | P/F of 1-3/4" thick teak wood joinery readymade brazillian door fully painted both sides facing complete in all respects | Sft | 160.6 | 1098.53 | m2 | 1728.11 | 11820.19 | 12.3 ,
12-05-b | P/F of 1-1/2'' thick teak wood joinery readymade brazillian door fully painted both sides facing complete in all respects | Sft | 160.6 | 1017.7 | m2 | 1728.11 | 10950.45 | 12.3 ,
12-06 | Provide & fix exp. metal 1/2"-3/4" mesh, 16 guage fixed to chowkat, with 1" teak wood cover strips | Sft | 98.59 | 381.65 | m2 | 1060.85 | 4106.53 | 12.2.1.21
12-07 | Provide & fix expanded metal 1/2" to 3/4", 16 guage fixed to chowkat with 1" teak wood cover moulding | Sft | 98.59 | 381.65 | m2 | 1060.85 | 4106.53 | 12.2.1.21
12-08-a | First class deodar wood wrought joinery in doors and windows etc. complete : 2" thick | Sft | 286.35 | 2823.99 | m2 | 3081.13 | 30386.13 | 12.14
12-08-b | First class deodar wood wrought joinery in doors and windows etc. complete : 1-3/4" thick | Sft | 250.87 | 2441.5 | m2 | 2699.33 | 26270.58 | 12.14
12-08-c | First class deodar wood wrought joinery in doors and windows etc. complete : 1.5" thick | Sft | 232.19 | 2342.96 | m2 | 2498.39 | 25210.22 | 12.14
12-10-a | Deodar wood framed, braced & battened doors & windows : 2.25" thick, 1.25" battens & 1" planks | Sft | 334.41 | 2851.23 | m2 | 3598.22 | 30679.25 | 12.4
12-10-b | Deodar wood framed, braced & battened doors & windows : 1.75" thick, 1" battens & 3/4" planks | Sft | 256.59 | 2330.35 | m2 | 2760.96 | 25074.57 | 12.4
12-11 | 1" thick battened door and windows fitted in position, complete with iron fittings | Sft | 194.1 | 1742.83 | m2 | 2088.47 | 18752.83 | 12.4
12-12 | Deodar wood battened ledged & braced doors & windows 2.25" thick complete | Sft | 289.09 | 2884.73 | m2 | 3110.6 | 31039.74 | 12.4
12-13-a | Deodar wood doors framed with braces & 22 SWG GI sheet facing on one side complete | Sft | 125.46 | 1298.97 | m2 | 1349.93 | 13976.94 | 12.4
12-13-b | Deodar wood doors framed with braces & 22 SWG GI sheet facing on both sides complete | Sft | 125.46 | 1394.38 | m2 | 1349.93 | 15003.54 | 12.4
12-14-a | Partal wood doors framed with braces & 22 SWG GI sheet facing on one side complete | Sft | 125.46 | 554.61 | m2 | 1349.93 | 5967.65 | 12.4
12-14-b | Partal wood doors framed with braces & 22 SWG GI sheet facing on both sides complete | Sft | 125.46 | 651.75 | m2 | 1349.93 | 7012.82 | 12.4
12-15 | Supply & fixing of First class deodar wood shutters 2'' thick fully glazed with 5mm glass of approved quality and approved brass hinges, tower bolts, deodar wood beading complete in all respect | Sft | 186.33 | 1229.65 | m2 | 2004.94 | 13231.08 | 12.12
12-16 | Provding and fixing of Duca engineered door 2" thick made of partal soft wood, MDF and solid mohagany wood including chowkat, architrave, all required fittings i.e. hinges, handles, locks bolts and including mohagany polish complete in all respects. | SFT | 94.62 | 1905.66 | m2 | 1018.11 | 20504.85 | 12.1 ,
12-17-a-01 | First class deodar wood wrought joinery work Deodar wood frame 1-3/4" thick with wire guaze without springs | Sft | 130.54 | 1104.97 | m2 | 1404.59 | 11889.48 | 12.14
12-17-a-02 | First class deodar wood wrought joinery work Deodar wood frame 13/4" thick with wire guaze with springs | Sft | 131.24 | 1125.3 | m2 | 1412.09 | 12108.22 | 12.14
12-17-b-01 | First class deodar wood wrought joinery work Deodar wood frame 1.5" thick with wire guaze without springs | Sft | 131.24 | 1034.71 | m2 | 1412.09 | 11133.5 | 12.14
12-17-b-02 | First class deodar wood wrought joinery work Deodar wood frame 1" thick with wire guaze with springs | Sft | 107.19 | 1066.15 | m2 | 1153.41 | 11471.73 | 12.14
12-17-c | First class deodar wood wrought joinery work GI522wire guaze fixed to chowkat with 3/4" strip | Sft | 147.59 | 1007.16 | m2 | 1588.12 | 10837.05 | 12.11 ,
12-17-d | First class deodar wood wrought joinery work GI522wire guaze fixed to chowkat with 1/2" strip | Sft | 98.59 | 462.46 | m2 | 1060.85 | 4976.04 | 12.11 ,
12-18 | Making and fixing trellis doors & windows of deodar wood complete. | Sft | 210.94 | 1480.36 | m2 | 2269.72 | 15928.67 | 12.29
12-19-a | Provide & fix MS chowkat of doors, windows etc522MS angle iron 1.5"x1.5"x1/4" welded with MS flat | Rft | 133.26 | 401.37 | m | 437.22 | 1316.82 | 12.2 ,
12-19-b | Provide & fix MS chowkat of doors, windows etc522MS tee iron 1.5"x 1.5"x 1/4" welded with MS flat | Rft | 133.26 | 325.27 | m | 437.22 | 1067.17 | 12.2 ,
12-20 | Extra for providing & fixing iron double spring hinges with brass fittings including finger plate etc | Sft | 68.15 | 239.87 | m2 | 733.31 | 2581.05 | 0
12-21-a | P/F brass spring hinges to wire gauzed door. | Each | 143.18 | 410.72 | Each | 143.18 | 410.72 | 12.8.2.2 ,
12-21-b | P/F hydraulic Door Closer (Best Quality) | Each | 432.64 | 2764.83 | Each | 432.64 | 2764.83 | 12.17
12-22-a-01 | Providing and fixing sliding bolt to doors Iron sliding bolts : 10" long | Each | 141.93 | 313.79 | Each | 141.93 | 313.79 | 12.19.9
12-22-a-02 | Providing and fixing sliding bolt to doors Iron sliding bolts : 12" long | Each | 141.93 | 568.16 | Each | 141.93 | 568.16 | 12.19.9
12-22-b-01 | Providing and fixing sliding bolt to doors CP sliding bolts : 10" long | Each | 141.93 | 500.17 | Each | 141.93 | 500.17 | 12.19.9
12-22-b-02 | Providing and fixing sliding bolt to doors CP sliding bolts : 12" long | Each | 141.93 | 569.43 | Each | 141.93 | 569.43 | 12.19.9
12-22-c-01 | Providing and fixing sliding bolt to doors Brass sliding bolts : 10" long | Each | 141.93 | 1965.46 | Each | 141.93 | 1965.46 | 12.19.9
12-22-c-02 | Providing and fixing sliding bolt to doors Brass sliding bolts : 12" long | Each | 141.93 | 2208.46 | Each | 141.93 | 2208.46 | 12.19.9
12-23-a | Extra for brass fittings to doors & windows Deodar panelled, panelled+glazed or fully glazed | Sft | 2.86 | 16.4 | m2 | 30.81 | 176.45 | 0
12-23-b | Extra for brass fittings to doors & windows Deodar wood wire guazed shutters | Sft | 3.44 | 16.83 | m2 | 36.97 | 181.07 | 0
12-24-a-01 | Extra for providing/fixing approved quality Rim locks : Imported | Each | 622.5 | 2214.15 | Each | 622.5 | 2214.15 | 0
12-24-a-02 | Extra for providing/fixing approved quality Rim locks : Local | Each | 622.5 | 1460.85 | Each | 622.5 | 1460.85 | 0
12-24-b-01 | Extra for providing/fixing approved quality Rim locks : Imported | Each | 434.51 | 993.4 | Each | 434.51 | 993.41 | 0
12-24-b-02 | Extra for providing/fixing approved quality Rim locks : Local | Each | 434.51 | 724.89 | Each | 434.51 | 724.89 | 0
12-25-a | Provide & fix exp. metal 1/2"-3/4"mesh 16 gauge Fixed to chowkat with 1" deodar wood strip etc | Sft | 49.2 | 594.76 | m2 | 529.42 | 6399.59 | 12.2.1.21
12-25-b | Provide & fix exp. metal 1/2"-3/4"mesh 16 gauge Fixed with 1" cover mould & screws including frame | Sft | 42.84 | 1192.58 | m2 | 460.96 | 12832.18 | 12.2.1.21
12-26-a | Provide & fix deodar wood almirah 9"-12" depth including boxing with back, shelves, shutters etc | Sft | 344.74 | 3448.18 | m2 | 3709.41 | 37102.43 | 12.1.2,
12-26-b | Provide & fix deodar wood almirah 9"-12" depth522With shelves, shutters etc witho boxing & back | Sft | 249.5 | 1912.23 | m2 | 2684.6 | 20575.6 | 12.1.2,
12-27-a | Provide & fix wooden box type wardrobe 22" deep522Partal wood boxing & deodar wood shelves etc | Sft | 364.19 | 2143.21 | m2 | 3918.66 | 23060.94 | 12.1.2,
12-27-b | Provide & fix wooden box type wardrobe 22" deep522Deodar wood boxing & deodar shelves etc | Sft | 329.92 | 3179.81 | m2 | 3549.99 | 34214.75 | 12.1.2,
12-28-a | Providing and fixing wooden box type wardrobe52224" (600 mm) deep including 3/4" (19mm) thickboxing and shelves hanger rods, hardboard 3/16" (5mm) thick back drawers, brass fitting, locking arrangement, handles, internal bolts, shoe rods including painting. (UV Medium Density Fibre High Gloss Board 3/4" (19mm) thick Shutters and shelves and back with 3/4" thick laminated veneer board) | Sft | 126.79 | 1590.98 | m2 | 1364.27 | 17118.95 | 12.1.2,
12-28-b | Providing and fixing wooden box type wardrobe 24" (600 mm) deep including 3/4" (19mm) thick boxing and shelves hanger rods, hardboard 3/16" (5mm) thick back drawers, brass fitting, locking arrangement, handles, internal bolts, shoe rods including painting. (PVC Board 3/4" (19mm) High Gloss laminated thick Shutters and shelves and back with 3/4" thick plain laminated board) | Sft | 126.79 | 1080.69 | m2 | 1364.27 | 11628.22 | 12.1.2,
12-29-a | Provide & fix chowkat for doors, windows & CS windows, including holdfast etc : Teak wood 2" thick | Sft | 64.52 | 655.87 | m2 | 694.19 | 7057.17 | 12.2.1.5
12-29-b | Provide & fix chowkat for doors, windows & CS windows, including holdfast etc : Shisham wood 2" thick | Sft | 47.56 | 450.74 | m2 | 511.73 | 4849.91 | 12.2.1.5
12-29-c | Provide & fix chowkat for doors, windows & CS windows, including holdfast etc : Deodar wood 2" thick | Sft | 42.29 | 818.52 | m2 | 455.07 | 8807.3 | 12.2.1.5
12-30-a | Make & fix deodar planking in eave boards etc planed on both sides complete : 1" thick | 100 Sft | 9195.57 | 104363.27 | m2 | 989.44 | 11229.49 | 12.14
12-30-b | Make & fix deodar planking in eave boards etc planed on both sides complete : 3/4" thick | 100 Sft | 9195.57 | 82180.28 | m2 | 989.44 | 8842.6 | 12.14
12-30-c | Make & fix deodar planking in eave boards etc planed on both sides complete : 1/2" thick | 100 Sft | 9195.57 | 56667.22 | m2 | 989.44 | 6097.39 | 12.14
12-31-a | Make & fix deodar wood shelves, incl brackets 1" thick | 100 Sft | 9195.57 | 104154.28 | m2 | 989.44 | 11207 | 12.1 ,
12-31-b | Make & fix deodar wood shelves, incl brackets 1.5" thick | 100 Sft | 9195.57 | 148934.33 | m2 | 989.44 | 16025.33 | 12.1 ,
12-31-c | Make & fix deodar wood shelves, incl brackets 2" thick | 100 Sft | 9195.57 | 196494.28 | m2 | 989.44 | 21142.79 | 12.1 ,
12-32-a | Teak wood railing of any shape & design including bends, corners, polishing etc complete | Rft | 375.99 | 1842.28 | m | 1233.56 | 6044.23 | 12.28
12-32-b | Shisham wood railing of any shape & design including bends, corners, polishing etc complete | Rft | 375.99 | 1377.18 | m | 1233.56 | 4518.3 | 12.28
12-33-a | Providing and fixing First class Teak wood railing of approved design and sections in stair cases, balcony or parapet with same wood balusters of approved design and sections fixed into stringers, steps or walls having hand rail with turning, bend posts, newal posts fixed with flat iron and screws including cutting holes in stringers walls steps and making good as required but excluding cost of stringers, steps and flat iron. | Rft | 375.99 | 2231.27 | m | 1233.56 | 7320.45 | 12.28
12-33-b | Providing and fixing First class Deodar wood railing of approved design and sections in stair cases, balcony or parapet with deodar wood balusters of approved design and sections fixed into stringers, steps or walls having hand rail with turning, bend posts, newal posts fixed with flat iron and screws including cutting holes in stringers walls steps and making good as required but excluding cost of stringers, steps and flat iron. | Rft | 375.99 | 1322.21 | m | 1233.56 | 4337.96 | 12.28
12-33-c | Providing and fixing First class Shisham wood railing of approved design and sections in stair cases, balcony or parapet with shisham wood balusters of approved design and sections fixed into stringers, steps or walls having hand rail with turning, bend posts, newal posts fixed with flat iron and screws including cutting holes in stringers walls steps and making good as required but excluding cost of stringers, steps and flat iron. | Rft | 375.99 | 1047.38 | m | 1233.56 | 3436.28 | 12.28
12-34-a | Providing and fixing 1/2" (13mm) thick First class Shisham wood panelling in framework 3"x1.5" (75mmx38mm) of same wood on walls, jambs, skirting, cornice, chair rails and archivolt fixed on framed Shisham wood backing with rawl plugs or screws but excluding the cost of polishing as required. | 100 Sft | 17928 | 46713.63 | m2 | 1929.05 | 5026.39 | 12.14
12-34-b | Providing and fixing 1/2" (13mm) thick First class Deodar wood panelling in framework 3"x1.5" (75mmx38mm) of same wood on walls, jambs, skirting, cornice, chair rails and archivolt fixed on framed deodar wood backing with rawl plugs or screws but excluding the cost of polishing as required. | 100 Sft | 17928 | 75085.34 | m2 | 1929.05 | 8079.18 | 12.14
12-35 | Deodar wood dado or picture rail 3"x1.5" as per approved design, including moulding etc. complete | Rft | 162.6 | 947.08 | m | 533.45 | 3107.22 | 12.14
12-35-a | Deodar wood dado or picture rail 3\"x1.5\" , including moulding as per approved design and polishing etc. complete | Rft | 162.6 | 720.73 | m | 533.45 | 2364.6 | 12.14
12-35-b | Biar wood dado or picture rail 3\"x1.5\" including moulding as per approved design and polishing etc. complete | Rft | 162.6 | 488.24 | m | 533.45 | 1601.83 | 12.14
12-35-c | Partal wood dado or picture rail 3\"x1.5\" including moulding as per approved design and polishing etc. complete | Rft | 162.6 | 417.95 | m | 533.45 | 1371.23 | 12.14
12-35-d | Deodar wood dado or picture rail 3\"x1.5\", including moulding as per approved design without polishing | Rft | 85.9 | 539.34 | m | 281.84 | 1769.5 | 12.14
12-35-e | Biar wood dado or picture rail 3\"x1.5\", including moulding as per approved design without polishing | Rft | 85.9 | 306.85 | m | 281.84 | 1006.73 | 12.14
12-35-f | Partal wood dado or picture rail 3\"x1.5\", including moulding as per approved design without polishing | Rft | 85.9 | 236.57 | m | 281.84 | 776.13 | 12.14
12-36-a | Sawing wood by hand : Soft wood (deodar, kail or chir) | 100 Sft | 2988 | 2988 | m2 | 321.51 | 321.51 | 4.6.2 ,
12-36-b | Sawing wood by hand : Hard wood (shisham, kikar, teak or sahl) | 100 Sft | 5976 | 5976 | m2 | 643.02 | 643.02 | 4.6.2 ,
12-37-a | Sawing wood by machine : Soft Wood | 100 Sft | 1643.4 | 1643.4 | m2 | 176.83 | 176.83 | 4.6.2 ,
12-37-b | Sawing wood by machine : Hard Wood | 100 Sft | 2686.21 | 2686.21 | m2 | 289.04 | 289.04 | 4.6.2 ,
12-38 | Making and fixing sun-shade of deodar wood including fixing brackets | 100 Sft | 11095.44 | 126622.4 | m2 | 1193.87 | 13624.57 | 12.14
12-39 | Making and fixing 1" thick kail or chir wooden notice board with frame | Sft | 127.24 | 529.11 | m2 | 1369.09 | 5693.25 | 12.1
12-40 | Wooden stair-cases complete 2'-3' wide frame 1.5" thick planks of deodar wood including hand rails | Rft | 507.26 | 7367.64 | m | 1664.25 | 24172.05 | 12.2
12-41-a-01 | Providing and fixing partition including framework : Sheet on one side of frame : Hard board | 100 Sft | 2237.25 | 14898.4 | m2 | 240.73 | 1603.07 | 12.1
12-41-a-02 | Providing and fixing partition including framework : Sheet on one side of frame : Ply wood 1/4" thick | 100 Sft | 2237.25 | 16489.62 | m2 | 240.73 | 1774.28 | 12.1
12-41-a-03 | Providing and fixing partition including framework : Sheet on one side of frame : Masonite 5/16’’ | 100 Sft | 2237.25 | 33841.01 | m2 | 240.73 | 3641.29 | 12.1
12-41-b-01 | Providing and fixing partition including framework : Sheets on both sides of frame : Hard board 5/16’’ | 100 Sft | 2691.69 | 17644.76 | m2 | 289.63 | 1898.58 | 12.1
12-41-b-02 | Providing and fixing partition including framework : Sheets on both sides of frame : Ply wood 1/4" | 100 Sft | 2691.69 | 20630.01 | m2 | 289.63 | 2219.79 | 12.1
12-41-b-03 | Providing and fixing partition including framework : Sheets on both sides of frame : Masonite 5/16’’ | 100 Sft | 2691.69 | 54074.81 | m2 | 289.63 | 5818.45 | 12.1
12-42-a | Providing and fixing ceiling, including frame work : Hard board 5/16’’ | 100 Sft | 4472.79 | 18311.5 | m2 | 481.27 | 1970.32 | 12.1 ,
12-42-b | Providing and fixing ceiling, including frame work : Chip Board 1/2’’ | 100 Sft | 4472.79 | 21344.79 | m2 | 481.27 | 2296.7 | 9.19
12-42-c | Providing and fixing ceiling, including frame work522: Ply wood 1/4" thick | 100 Sft | 4472.79 | 19674.16 | m2 | 481.27 | 2116.94 | 9.19
12-42-d | Providing and fixing ceiling, including frame work522: Masonite 5/16'' | 100 Sft | 4472.79 | 35604.07 | m2 | 481.27 | 3831 | 9.22
12-43-a-01 | Provide & fix, thermorpore false ceiling complete522Deodar wood frame panelling : 3/4" thick | 100 Sft | 3585.72 | 26392.97 | m2 | 385.82 | 2839.88 | 12.1 ,
12-43-a-02 | Provide & fix, thermorpore false ceiling complete Deodar wood frame panelling : 1" thick | 100 Sft | 3585.72 | 26648.12 | m2 | 385.82 | 2867.34 | 9.2
12-43-b-01 | Provide & fix, thermorpore false ceiling complete Partal wood frame panelling : 3/4" thick | 100 Sft | 3585.72 | 11934.47 | m2 | 385.82 | 1284.15 | 9.2
12-43-b-02 | Provide & fix, thermorpore false ceiling complete Partal wood frame panelling : 1" thick | 100 Sft | 3585.72 | 12189.62 | m2 | 385.82 | 1311.6 | 9.2
12-44-a | Providing and fixing 1/2" thick Medium Density Fibreboard (Lasani) ceiling of required shape fixed with screws and nails perforated in corners if required but excluding the cost of frame in ground floor upto 14 ft high including guffing. | Sft | 19.76 | 125.33 | m2 | 212.6 | 1348.58 | 9.19
12-44-b | Providing and fixing 3/4'' thick Medium Density Fibreboard (Lasani) ceiling of required shape fixed with screws and nails perforated in corners if required but excluding the cost of frame in ground floor upto 14 ft high including guffing. | Sft | 19.76 | 143.56 | m2 | 212.6 | 1544.68 | 9.19
12-44-c | Providing and fixing 3/8'' thick Medium Density Fibreboard (Lasani) ceiling of required shape fixed with screws and nails perforated in corners if required but excluding the cost of frame in ground floor upto 14 ft high including guffing. | Sft | 19.76 | 113.18 | m2 | 212.6 | 1217.85 | 9.19
12-45 | P/F of plaster of paris tile of size 2' x 2' x 1'' false ceiling with finishing of joints complete | 100 Sft | 3859.5 | 16316.8 | m2 | 415.28 | 1755.69 | 9.21
12-46-a | P/F of plaster of paris Gola (Comer) 8" width ornamental design with finishing of joints complete | Rft | 68.19 | 74.76 | m | 223.74 | 245.26 | 9.21
12-46-b | P/F of plaster Gola (Comer) 2" width ornamental design with finishing of joints complete | Rft | 89.63 | 171.82 | m | 294.05 | 563.72 | 9.21
12-47 | Supply and Fixing accoustic mineral fibre tile ceiling fixed with aluminium tee hung by GI wire fixed in roof | 100 Sft | 4980 | 23842.88 | m2 | 535.85 | 2565.49 | 9.19
12-48-a | Fixing Door including chowkats | Each | 423.8 | 423.8 | Each | 423.8 | 423.8 | 12.2
12-48-b | Fixing Windows including chowkats | Each | 423.8 | 423.8 | Each | 423.8 | 423.8 | 12.2
12-49-a | First class deodar wood wrought joinery in doors and windows etc. panelled or panelled or glazed or fully glazed fixed in position including chowkhat, holdfast, hinges, tower bolt rubber stop cleats/G I clamp, handles and chord with hooks etc. complete (excluding sliding bolts or lock) : 2" (50mm) thick. | Sft | 251.24 | 2290.11 | m2 | 2703.35 | 24641.54 | 12.14
12-49-b | First class deodar wood wrought joinery in doors and windows etc. panelled or panelled or glazed or fully glazed fixed in position including chowkhat, holdfast, hinges, tower bolt rubber stop cleats/G I clamp, handles and chord with hooks etc. complete (excluding sliding bolts or lock) : 1/" (45mm) thick. | Sft | 251.24 | 2156.94 | m2 | 2703.35 | 23208.7 | 12.14
12-49-c | First class deodar wood wrought joinery in doors and windows etc. panelled or panelled or glazed or fully glazed fixed in position including chowkhat, holdfast, hinges, tower bolt rubber stop cleats/G I clamp, handles and chord with hooks etc. complete (excluding sliding bolts or lock) : 1^" (40mm) thick. | Sft | 251.24 | 2063.63 | m2 | 2703.35 | 22204.66 | 12.14
12-50-a | Glazing with panes (16-18 oz) including cost of putty | Sft | 34.54 | 171.99 | m2 | 371.68 | 1850.61 | 12.12
12-50-b | Glazing with panes (16-18 oz) using deodar wooden fillets & putty | Sft | 50.14 | 249.8 | m2 | 539.53 | 2687.82 | 12.12
12-50-c | Glazing with panes (24-26 oz) using putty & deodar wooden fillets | Sft | 50.14 | 249.8 | m2 | 539.53 | 2687.82 | 12.12
12-51-a | Cutting to required size & fixing glass panes with putty. | 100 Sft | 2391.65 | 2625.08 | m2 | 257.34 | 282.46 | 12.12
12-51-b | Cutting to required size & fixing glass panes Using deodar wood fillets & putty | Sft | 44.5 | 110.4 | m2 | 478.78 | 1187.91 | 12.12
12-52-a | Glazing with plate glass 6 mm thick including cost of deodar wood fillet & putty : Upto 0.75 m2 | Sft | 65.94 | 252.04 | m2 | 709.46 | 2711.95 | 12.12
12-52-b | Glazing with plate glass 6 mm thick including cost of deodar wood fillet & putty : 0.75m2 to 2.25 m2 | Sft | 65.94 | 251.14 | m2 | 709.46 | 2702.25 | 12.12
12-53-a | Providing and Fixing of 4 Way Structural Glazing in Aluminum Section of Thickness 2mm, Brackets, Anchor Bolts, Hardware, Silicon, Gasket. 6mm Clear Low E Glass Tempered + 12mm Air Gap + 5mm Clear Glass Tempered. As per U-Value: 1.8 SC: 0.62 LT: 65% | Sft | 12.14 | 1227.14 | m2 | 130.61 | 13204.02 | 12.12
12-53-b | Providing and Fixing of Tempered Glass with Aluminium of Thickness 2mm, SS Spider (Grade 202), M.S Plates with Powder Coating, Floor Hinge (GCC), Patch Fitting, Handle, Local, Silicone. 6mm Clear Low E Glass Tempered + 12mm Air Gap + 5mm Clear Glass Ghani Tempered. (U-Value: 1.8, SC: 0.62, LT: 65%) | Sft | 12.14 | 1628.09 | m2 | 130.61 | 17518.24 | 12.12
12-53-c | Providing and Fixing of Tempered Glass with Aluminium of Thickness 2mm, SS Spider (Grade 202), M.S Plates with Powder Coating, Floor Hinge (GCC), Patch Fitting, Handle, Local, Silicone. 6mm Clear Low E Glass Tempered + 12mm Air Gap + 5mm Clear Glass Ghani Tempered. (U-Value: 1.8 SC: 0.62 LT: 65%) | Sft | 18.94 | 2114.57 | m2 | 203.76 | 22752.75 | 12.12
12-54-a | 1.5" thick deodar doors & windows, chowkat of522MS angle iron 1.5"x1.5"x1/4" welded with MS flat | Sft | 11.42 | 1359.3 | m2 | 122.84 | 14626.01 | 12.2 ,
12-54-b | 1.5" thick deodar doors & windows, chowkat of522MS tee iron 1.5"x 1.5"x 1/4" welded with MS flat | Sft | 11.42 | 1277.05 | m2 | 122.84 | 13741.03 | 12.2 ,
12-55-a | 1.5" thick hollow flush door/window, chowkat of MS angle iron 1.5"x1.5"x1/4" welded with MS flat | Sft | 203.26 | 1597.57 | m2 | 2187.13 | 17189.82 | 12.2
12-55-b | 1.5" thick hollow flush door/window, chowkat of MS tee iron 1.5"x 1.5"x 1/4" welded with MS flat | Sft | 202.89 | 1521.1 | m2 | 2183.11 | 16367.04 | 12.2
12-56-a | Providing and fixing 1.5" (38mm) thick pressed veneered door shutters fully flushed with First class wood veneering on all faces and sides fixed over deodar wood cavited core and frame work of not less than 4" (100mm) wide strips all round with approved brass hinges, tower bolts as required. | Sft | 96.64 | 915.37 | m2 | 1039.88 | 9849.41 | 12.3
12-56-b | Providing and fixing 1.5" (38 mm) thick pressed veneered door shutters fully flushed with First class wood veneering on all faces and sides fixed over partal wood cavited core and frame work of not less than 4" (100mm) wide strips all round with approved iron hinges, tower bolts as required. | Sft | 96.64 | 413.88 | m2 | 1039.88 | 4453.39 | 12.2
12-56-c | Providing and fixing of Teak wood joinery (factory made) complete in all respects including chowkat and frame and fittings complete in all respects. | Sft | 471.36 | 2293.45 | m2 | 5071.8 | 24677.52 | 12.14
12-57-a | Providing and fixing single leaf steel door with frame fully panelled with M.S sheet 16 gauge (1.59mm) painted with two coats of red oxide paint with brass fitting of approved make including cost of fabrication, iron lugs, cutting holes and making good the damages to walls. | Sft | 187.95 | 780.57 | m2 | 2022.36 | 8398.97 | 25.5
12-57-b | Providing and fixing double leaf steel door with frame fully panelled with M.S sheet 16 gauge (1.59mm) painted with two coats of red oxide paint with brass fitting of approved make including cost of fabrication, iron lugs, cutting holes and making good the damages to walls. | Sft | 185.58 | 772.55 | m2 | 1996.84 | 8312.6 | 25.5
12-58 | 24 SWG aluminium kick plate 4" high, on bottom rail of flush doors of commercial ply | Rft | 77.23 | 108.48 | m | 253.37 | 355.91 | 12.19.19
12-59 | Providing and Fixing of Aluminium Cladding of approved color & design including all necessary fittings, angles, tees etc. complete in all respects | Sft | 4482 | 5206.17 | m2 | 48226.32 | 56018.44 | 12.15
12-59-a | Providing and Fixing of Aluminium Cladding of approved color & design including all necessary fittings, angles, tees etc. complete in all respects | Sft | 0 | 4871.67 | m2 | 0 | 52419.14 | 12.15
12-59-b | Providing and fixing of Aluminium Cladding including all necessary fittings, scaffolding sft etc complete in all respects. | sft | 0 | 4871.67 | m2 | 0 | 52419.14 | 12.15
12-60 | Curtain railing to doors & windows comprising railing of approved quality including paint | Rft | 49.26 | 347.03 | m | 161.63 | 1138.54 | 12.19.26
12-61 | MS flat 1/2"x1/8" grill in windows of approved design | Sft | 79.26 | 304.73 | m2 | 852.8 | 3278.91 | 12.2.1.20
12-62 | Provide & fix GI wire gauze 22 SWG, 12x12 mesh per sq. in, fixed to steel window complete | Sft | 83.73 | 298.28 | m2 | 900.89 | 3209.54 | 12.11
12-63-a | Hollow flush door 2" thick including iron mongery excluding chowkat & lock : Teak veneered | Sft | 57.68 | 1264.86 | m2 | 620.65 | 13609.88 | 12.2
12-63-b | Hollow flush door 2" thick including iron mongery excluding chowkat & lock : Shisham veneered | Sft | 57.68 | 1208.97 | m2 | 620.65 | 13008.51 | 12.2
12-63-c | Hollow flush door 2" thick including iron mongery excluding chowkat & lock : Deodar veneered | Sft | 57.56 | 1301.2 | m2 | 619.37 | 14000.9 | 12.2
12-63-d | Hollow flush door 2" thick including iron mongery excluding chowkat & lock : Commercial veneered | Sft | 57.68 | 1187.11 | m2 | 620.65 | 12773.28 | 12.2
12-64-a-01 | Supply and Fixing aluminium door/window , Economy model (Gauge1.2 mm) Sliding window | Sft | 75.9 | 946.95 | m2 | 816.63 | 10189.21 | 0
12-64-a-02 | Supply and Fixing aluminium door/window, Economy model (Gauge1.2 mm) Hinges window | Sft | 75.9 | 972.36 | m2 | 816.63 | 10462.58 | 0
12-64-a-03 | Supply and Fixing aluminium door/window, Economy model (Gauge1.2 mm) Fixed louver in door frame | Sft | 75.9 | 1097.89 | m2 | 816.63 | 11813.32 | 0
12-64-a-04 | Supply and Fixing aluminium door/window, Economy model (Gauge1.2 mm) Fixed louver in 2" frame | Sft | 75.9 | 1121.8 | m2 | 816.63 | 12070.61 | 0
12-64-a-05 | Supply and Fixing aluminium door/window,Fixed Glazing Premium model (2.00 mm gauge) 3\" section | Sft | 75.9 | 1320.57 | m2 | 816.63 | 14209.28 | 0
12-64-a-06 | Supply and Fixing aluminium door/window,Fixed Glazing Premium model (2.00 mm gauge) 4\" section | Sft | 75.9 | 1345.97 | m2 | 816.63 | 14482.65 | 0
12-64-a-07 | Supply and Fixing aluminium door/window,Fixed Glazing Economy model (1.20 mm gauge) Bronz/Black 3\" section | Sft | 75.9 | 958.91 | m2 | 816.63 | 10317.86 | 0
12-64-a-08 | Supply and Fixing aluminium door/window,Fixed Glazing Economy model (1.20 mm gauge) Bronz/Black 4\" section | Sft | 75.9 | 984.31 | m2 | 816.63 | 10591.22 | 0
12-64-a-09 | Supply and Fixing aluminium door/window,Fixed Glazing Deluxe model (1.60 mm gauge) Bronz/Black 3\" section | Sft | 75.9 | 1109.85 | m2 | 816.63 | 11941.96 | 0
12-64-a-10 | Supply and Fixing aluminium door/window,Fixed Glazing Deluxe model (1.60 mm gauge) Bronz/Black 4\" section | Sft | 75.9 | 1133.76 | m2 | 816.63 | 12199.25 | 0
12-64-a-11 | Supply and Fixing aluminium door/window,Fixed Glazing Premium model (2.00 mm gauge) Bronz/Black 3\" section | Sft | 75.9 | 1334.02 | m2 | 816.63 | 14354.01 | 0
12-64-a-12 | Supply and Fixing aluminium door/window,Fixed Glazing Premium model (2.00 mm gauge) Bronz/Black 4\" section | Sft | 75.9 | 1357.93 | m2 | 816.63 | 14611.29 | 0
12-64-b-01 | Supply and Fixing aluminium door/window, Deluxe model (Gauge1.6 mm) 3" sect. Sliding window | Sft | 75.9 | 964.89 | m2 | 816.63 | 10382.18 | 0
12-64-b-02 | Supply and Fixing aluminium door/window, Deluxe model (Gauge1.6 mm) 3" sect. Hinges window | Sft | 75.9 | 988.8 | m2 | 816.63 | 10639.46 | 0
12-64-b-03 | Supply and Fixing aluminium door/window, Deluxe model (Gauge1.6 mm) 3" sect. Fixed glazing | Sft | 75.9 | 1114.33 | m2 | 816.63 | 11990.2 | 0
12-64-b-04 | Supply and Fixing aluminium door/window, Deluxe model (Gauge1.6 mm) 3" sect. Fixed arch | Sft | 75.9 | 1139.74 | m2 | 816.63 | 12263.57 | 0
12-64-b-05 | Supply and Fixing aluminium door/window, Deluxe (Gauge1.6 mm) 3" sect. Fixed louvers | Sft | 75.9 | 1338.5 | m2 | 816.63 | 14402.25 | 0
12-64-b-06 | Supply and Fixing aluminium door/window, Deluxe model (Gauge1.6 mm) 3" sect. Sliding door | Sft | 75.9 | 1362.41 | m2 | 816.63 | 14659.53 | 0
12-64-b-07 | Supply and Fixing aluminium door/window, Deluxe model (Gauge1.6 mm) 3" sect. Swing door single action (short handle) | Sft | 75.9 | 972.36 | m2 | 816.63 | 10462.58 | 0
12-64-b-08 | Supply and Fixing aluminium door/window, Deluxe model (Gauge1.6 mm) 3" sect. Swing door single action (long handle) | Sft | 75.9 | 996.27 | m2 | 816.63 | 10719.86 | 0
12-64-b-09 | Supply and Fixing aluminium door/window, Deluxe model (Gauge1.6 mm) 3" sect. Swing door double action (short handle) | Sft | 75.9 | 1121.8 | m2 | 816.63 | 12070.61 | 0
12-64-b-10 | Supply and Fixing aluminium door/window, Deluxe model (Gauge1.6 mm) 3" sect. Swing door double action (long handle) | Sft | 75.9 | 1147.21 | m2 | 816.63 | 12343.97 | 0
12-64-b-11 | Supply and Fixing aluminium door/window,Fixed Arch Premium model (2.00 mm gauge) Bronz/Black 3\" section | Sft | 75.9 | 1345.97 | m2 | 816.63 | 14482.65 | 0
12-64-b-12 | Supply and Fixing aluminium door/window,Fixed Arch Premium model (2.00 mm gauge) Bronz/Black 4\" section | Sft | 75.9 | 1369.88 | m2 | 816.63 | 14739.93 | 0
12-64-c-01 | Supply and Fixing aluminium door/window, Deluxe model (Gauge1.6 mm) 3.5" sect. Sliding window | Sft | 24.95 | 331.8 | m2 | 268.46 | 3570.15 | 0
12-64-c-02 | Supply and Fixing aluminium door/window, Deluxe model (Gauge1.6 mm) 3.5" sect. Hinges window | Sft | 24.95 | 352.26 | m2 | 268.46 | 3790.3 | 0
12-64-c-03 | Supply and Fixing aluminium door/window, Deluxe model (Gauge1.6 mm) 3.5" sect. Fixed glazing | Sft | 24.95 | 344.59 | m2 | 268.46 | 3707.81 | 0
12-64-c-04 | Supply and Fixing aluminium door/window, Deluxe model (Gauge1.6 mm) 3.5" sect. Fixed arch | Sft | 24.95 | 365.04 | m2 | 268.46 | 3927.84 | 0
12-64-c-05 | Supply and Fixing aluminium door/window, Deluxe model (Gauge1.6 mm) 3.5" sect. Sliding door | Sft | 24.95 | 357.37 | m2 | 268.46 | 3845.34 | 0
12-64-c-06 | Supply and Fixing aluminium door/window, Deluxe model (Gauge1.6 mm) 3.5" sect. Swing door single action (short handle) | Sft | 24.95 | 379.11 | m2 | 268.46 | 4079.22 | 0
12-64-c-07 | Supply and Fixing aluminium door/window, Deluxe model (Gauge1.6 mm) 3.5" sect. Swing door single action (long handle) | Sft | 24.95 | 339.48 | m2 | 268.46 | 3652.77 | 0
12-64-c-08 | Supply and Fixing aluminium door/window,Fly Screen Shutter Economy model (1.20 mm gauge) Bronz/Black 3\" section | Sft | 24.95 | 359.94 | m2 | 268.46 | 3872.93 | 0
12-64-c-09 | Supply and Fixing aluminium door/window,Fly Screen Shutter Deluxe model (1.60 mm gauge) Bronz/Black 2\" section | Sft | 24.95 | 352.26 | m2 | 268.46 | 3790.3 | 0
12-64-c-10 | Supply and Fixing aluminium door/window,Fly Screen Shutter Deluxe model (1.60 mm gauge) Bronz/Black 3\" section | Sft | 24.95 | 373.99 | m2 | 268.46 | 4024.19 | 0
12-64-c-11 | Supply and Fixing aluminium door/window,Fly Screen Shutter Premium model (2.00 mm gauge) Bronz/Black 2\" section | Sft | 24.95 | 365.04 | m2 | 268.46 | 3927.84 | 0
12-64-c-12 | Supply and Fixing aluminium door/window,Fly Screen Shutter Premium model (2.00 mm gauge) Bronz/Black 3\" section | Sft | 24.95 | 388.06 | m2 | 268.46 | 4175.58 | 0
12-64-d-01 | Supply and Fixing aluminium door/window, Premium model (Gauge 2 mm) 4" sect. Sliding window | Sft | 24.95 | 565.78 | m2 | 268.46 | 6087.82 | 0
12-64-d-02 | Supply and Fixing aluminium door/window, Premium model (Gauge 2 mm) 4" sect. Hinges window | Sft | 24.95 | 591.35 | m2 | 268.46 | 6362.89 | 0
12-64-d-03 | Supply and Fixing aluminium door/window, Premium model (Gauge 2 mm) 4" sect. Fixed glazing | Sft | 24.95 | 583.68 | m2 | 268.46 | 6280.39 | 0
12-64-d-04 | Supply and Fixing aluminium door/window, Premium model (Gauge 2 mm) 4" sect. Fixed arch | Sft | 24.95 | 609.26 | m2 | 268.46 | 6555.59 | 0
12-64-d-05 | Supply and Fixing aluminium door/window, Premium model (Gauge 2 mm) 4" sect. Sliding door | Sft | 24.95 | 600.3 | m2 | 268.46 | 6459.24 | 0
12-64-d-06 | Supply and Fixing aluminium door/window, Premium model (Gauge 2 mm) 4" sect. Swing door single action (short handle) | Sft | 24.95 | 627.15 | m2 | 268.46 | 6748.16 | 0
12-64-d-07 | Supply and Fixing aluminium door/window, Premium model (Gauge 2 mm) 4" sect. Swing door single action (long handle) | Sft | 24.95 | 577.29 | m2 | 268.46 | 6211.63 | 0
12-64-d-08 | Supply and Fixing aluminium door/window, Premium model (Gauge 2 mm) 4" sect. Swing door double action (short handle) | Sft | 24.95 | 602.85 | m2 | 268.46 | 6486.69 | 0
12-64-d-09 | Supply and Fixing aluminium door/window, Premium model (Gauge 2 mm) 4" sect. Swing door double action (long handle) | Sft | 24.95 | 592.63 | m2 | 268.46 | 6376.75 | 0
12-64-d-10 | Supply and Fixing aluminium door/window, Fly Screen shutter with separate outer frame Deluxe model (1.60 mm gauge) Bronz/Black 3\" section | Sft | 24.95 | 620.76 | m2 | 268.46 | 6679.39 | 0
12-64-d-11 | Supply and Fixing aluminium door/window, Fly Screen shutter with separate outer frame Premium model (2.00 mm gauge) Bronz/Black 2\" section | Sft | 24.95 | 609.26 | m2 | 268.46 | 6555.59 | 0
12-64-d-12 | Supply and Fixing aluminium door/window, Fly Screen shutter with separate outer frame Premium model (2.00 mm gauge) Bronz/Black 3\" section | Sft | 24.95 | 638.66 | m2 | 268.46 | 6871.96 | 0
12-64-e-01 | Supply and Fixing aluminium door/window. Other items : Fly screen shutter for Deluxe model (Gauge 1.6 mm) | Sft | 37.35 | 660.58 | m2 | 401.89 | 7107.89 | 0
12-64-e-02 | Supply and Fixing aluminium door/window. Other items : Fly screen shutter for Premium model (Gauge 2 mm) | Sft | 37.35 | 739.84 | m2 | 401.89 | 7960.66 | 0
12-64-e-03 | Supply and Fixing aluminium door/window. Other items : Fly screen shutter with separate outer frame | Sft | 37.35 | 686.11 | m2 | 401.89 | 7382.56 | 0
12-64-e-04 | Supply and Fixing aluminium door/window, Fixed Louver in frame Deluxe model (1.60 mm gauge) 3\" section | Sft | 37.35 | 770.72 | m2 | 401.89 | 8292.99 | 0
12-64-e-05 | Supply and Fixing aluminium door/window, Fixed Louver in frame Premium model (2.00 mm gauge) 2\" section | Sft | 37.35 | 710.29 | m2 | 401.89 | 7642.72 | 0
12-64-e-06 | Supply and Fixing aluminium door/window, Fixed Louver in frame Premium model (2.00 mm gauge) 3\" section | Sft | 37.35 | 797.59 | m2 | 401.89 | 8582.04 | 0
12-64-e-07 | Supply and Fixing aluminium door/window, Fixed Louver in frame Economy model (1.20 mm gauge) Bronz/Black 2\" section | Sft | 37.35 | 675.36 | m2 | 401.89 | 7266.86 | 0
12-64-e-08 | Supply and Fixing aluminium door/window, Fixed Louver in frame Economy model (1.20 mm gauge) Bronz/Black 3\" section | Sft | 37.35 | 868.77 | m2 | 401.89 | 9348.01 | 0
12-64-e-09 | Supply and Fixing aluminium door/window, Fixed Louver in frame Deluxe model (1.60 mm gauge) Bronz/Black 2\" section | Sft | 37.35 | 702.22 | m2 | 401.89 | 7555.91 | 0
12-64-e-10 | Supply and Fixing aluminium door/window, Fixed Louver in frame Deluxe model (1.60 mm gauge) Bronz/Black 3\" section | Sft | 37.35 | 786.85 | m2 | 401.89 | 8466.47 | 0
12-64-e-11 | Supply and Fixing aluminium door/window, Fixed Louver in frame Premium model (2.00 mm gauge) Bronz/Black 2\" section | Sft | 37.35 | 727.75 | m2 | 401.89 | 7830.58 | 0
12-64-e-12 | Supply and Fixing aluminium door/window, Fixed Louver in frame Premium model (2.00 mm gauge) Bronz/Black 3\" section | Sft | 37.35 | 816.4 | m2 | 401.89 | 8784.42 | 0
12-64-f-01 | Supply and Fixing aluminium door/window, Fixed Louver in Door frame Economy model (1.20 mm gauge) 3\" section | Sft | 88.44 | 1201.87 | m2 | 951.67 | 12932.13 | 0
12-64-f-02 | Supply and Fixing aluminium door/window, Fixed Louver in Door frame Economy model (1.20 mm gauge) 4\" section | Sft | 88.44 | 1261.84 | m2 | 951.67 | 13577.43 | 0
12-64-f-03 | Supply and Fixing aluminium door/window, Fixed Louver in Door frame Deluxe model (1.60 mm gauge) 3\" section | Sft | 88.44 | 1227.19 | m2 | 951.67 | 13204.58 | 0
12-64-f-04 | Supply and Fixing aluminium door/window, Fixed Louver in Door frame Deluxe model (1.60 mm gauge) 4\" section | Sft | 88.44 | 1289.82 | m2 | 951.67 | 13878.52 | 0
12-64-f-05 | Supply and Fixing aluminium door/window, Fixed Louver in Door frame Premium model (2.00 mm gauge) 3\" section | Sft | 88.44 | 1252.51 | m2 | 951.67 | 13477.03 | 0
12-64-f-06 | Supply and Fixing aluminium door/window, Fixed Louver in Door frame Premium model (2.00 mm gauge) 4\" section | Sft | 88.44 | 1317.81 | m2 | 951.67 | 14179.59 | 0
12-64-f-07 | Supply and Fixing aluminium door/window, Fixed Louver in Door frame Economy model (1.20 mm gauge) Bronze/Black 3\" section | Sft | 88.44 | 1220.53 | m2 | 951.67 | 13132.94 | 0
12-64-f-08 | Supply and Fixing aluminium door/window, Fixed Louver in Door frame Economy model (1.20 mm gauge) Bronze/Black 4\" section | Sft | 88.44 | 1283.15 | m2 | 951.67 | 13806.74 | 0
12-64-f-09 | Supply and Fixing aluminium door/window, Fixed Louver in Door frame Deluxe model (1.60 mm gauge) Bronze/Black 3\" section | Sft | 88.44 | 1247.18 | m2 | 951.67 | 13419.64 | 0
12-64-f-10 | Supply and Fixing aluminium door/window, Fixed Louver in Door frame Deluxe model (1.60 mm gauge) Bronze/Black 4\" section | Sft | 88.44 | 1312.47 | m2 | 951.67 | 14122.2 | 0
12-64-f-11 | Supply and Fixing aluminium door/window, Fixed Louver in Door frame Premium model (2.00 mm gauge) Bronze/Black 3\" section | Sft | 88.44 | 1272.5 | m2 | 951.67 | 13692.09 | 0
12-64-f-12 | Supply and Fixing aluminium door/window, Fixed Louver in Door frame Premium model (2.00 mm gauge) Bronze/Black 4\" section | Sft | 88.44 | 1340.45 | m2 | 951.67 | 14423.29 | 0
12-65-a-01 | Supply and Fixing aluminium bronze/black. Economy model (Gauge 1.2 mm)Sliding window | Sft | 75.9 | 988.8 | m2 | 816.63 | 10639.46 | 0
12-65-a-02 | Supply and Fixing aluminium bronze/black. Economy model (Gauge 1.2 mm) Hinges window | Sft | 75.9 | 1033.63 | m2 | 816.63 | 11121.87 | 0
12-65-a-03 | Supply and Fixing aluminium bronze/black. Economy model (Gauge 1.2 mm) Fixed louver in door frame | Sft | 75.9 | 1029.15 | m2 | 816.63 | 11073.63 | 0
12-65-a-04 | Supply and Fixing aluminium bronze/black. Economy model (Gauge 1.2 mm) Fixed louver in 2" frame | Sft | 75.9 | 1076.97 | m2 | 816.63 | 11588.2 | 0
12-65-a-05 | Supply and Fixing aluminium door/window, Sliding Window Premium model (2.00 mm gauge) 3\" section | Sft | 75.9 | 1069.5 | m2 | 816.63 | 11507.8 | 0
12-65-a-06 | Supply and Fixing aluminium door/window, Sliding Window Premium model (2.00 mm gauge) 4\" section | Sft | 75.9 | 1120.31 | m2 | 816.63 | 12054.52 | 0
12-65-a-07 | Supply and Fixing aluminium door/window, Sliding Window Economy model (1.20 mm gauge) Bronz/Black 3\" section | Sft | 75.9 | 1005.24 | m2 | 816.63 | 10816.35 | 0
12-65-a-08 | Supply and Fixing aluminium door/window, Sliding Window Economy model (1.20 mm gauge) Bronz/Black 4\" section | Sft | 75.9 | 1051.56 | m2 | 816.63 | 11314.84 | 0
12-65-a-09 | Supply and Fixing aluminium door/window, Sliding Window Deluxe model (1.60 mm gauge) Bronz/Black 3\" section | Sft | 75.9 | 1047.08 | m2 | 816.63 | 11266.59 | 0
12-65-a-10 | Supply and Fixing aluminium door/window, Sliding Window Deluxe model (1.60 mm gauge) Bronz/Black 4\" section | Sft | 75.9 | 1096.4 | m2 | 816.63 | 11797.24 | 0
12-65-a-11 | Supply and Fixing aluminium door/window, Sliding Window Premium model (2.00 mm gauge) Bronz/Black 3\" section | Sft | 75.9 | 1088.93 | m2 | 816.63 | 11716.84 | 0
12-65-a-12 | Supply and Fixing aluminium door/window, Sliding Window Premium model (2.00 mm gauge) Bronz/Black 4\" section | Sft | 75.9 | 1141.23 | m2 | 816.63 | 12279.66 | 0
12-65-b-01 | Supply and Fixing aluminium bronze/black. Deluxe model (Gauge 1.6 mm) 3" sect. Sliding window | Sft | 75.9 | 1000.75 | m2 | 816.63 | 10768.1 | 0
12-65-b-02 | Supply and Fixing aluminium bronze/black. Deluxe model (Gauge 1.6 mm) 3" sect. Hinges window | Sft | 75.9 | 1047.08 | m2 | 816.63 | 11266.59 | 0
12-65-b-03 | Supply and Fixing aluminium bronze/black. Deluxe model (Gauge 1.6 mm) 3" sect. Fixed glazing | Sft | 75.9 | 1030.64 | m2 | 816.63 | 11089.71 | 0
12-65-b-04 | Supply and Fixing aluminium bronze/black. Deluxe model (Gauge 1.6 mm) 3" sect. Fixed arch | Sft | 75.9 | 1078.46 | m2 | 816.63 | 11604.28 | 0
12-65-b-05 | Supply and Fixing aluminium bronze/black. Deluxe model (Gauge 1.6 mm) 3" sect. Fixed louvers | Sft | 75.9 | 1060.53 | m2 | 816.63 | 11411.31 | 0
12-65-b-06 | Supply and Fixing aluminium bronze/black. Deluxe model (Gauge 1.6 mm) 3" sect. Sliding door | Sft | 75.9 | 1109.85 | m2 | 816.63 | 11941.96 | 0
12-65-b-07 | Supply and Fixing aluminium bronze/black. Deluxe model (Gauge 1.6 mm) 3" sect. Swing door single action (short handle) | Sft | 75.9 | 1018.69 | m2 | 816.63 | 10961.07 | 0
12-65-b-08 | Supply and Fixing aluminium bronze/black. Deluxe model (Gauge 1.6 mm) 3" sect. Swing door single action (long handle) | Sft | 75.9 | 1065.01 | m2 | 816.63 | 11459.56 | 0
12-65-b-09 | Supply and Fixing aluminium bronze/black. Deluxe model (Gauge 1.6 mm) 3" sect. Swing door double action (short handle) | Sft | 75.9 | 1048.58 | m2 | 816.63 | 11282.68 | 0
12-65-b-10 | Supply and Fixing aluminium bronze/black. Deluxe model (Gauge 1.6 mm) 3" sect. Swing door double action (long handle) | Sft | 75.9 | 1097.89 | m2 | 816.63 | 11813.32 | 0
12-65-b-11 | Supply and Fixing aluminium door/window, Hinged WindowPremium model (2.00 mm gauge) Bronz/Black 3\" section | Sft | 75.9 | 1079.96 | m2 | 816.63 | 11620.36 | 0
12-65-b-12 | Supply and Fixing aluminium door/window, Hinged WindowPremium model (2.00 mm gauge) Bronz/Black 4\" section | Sft | 75.9 | 1130.77 | m2 | 816.63 | 12167.08 | 0
12-65-c-01 | Supply and Fixing aluminium bronze/black. Deluxe model (Gauge 1.6 mm) 3.5" sect. Sliding window | Sft | 75.9 | 1006.73 | m2 | 816.63 | 10832.43 | 0
12-65-c-02 | Supply and Fixing aluminium bronze/black. Deluxe model (Gauge 1.6 mm) 3.5" sect. Hinges window | Sft | 75.9 | 1053.06 | m2 | 816.63 | 11330.92 | 0
12-65-c-03 | Supply and Fixing aluminium bronze/black. Deluxe model (Gauge 1.6 mm) 3.5" sect. Fixed glazing | Sft | 75.9 | 1036.62 | m2 | 816.63 | 11154.03 | 0
12-65-c-04 | Supply and Fixing aluminium bronze/black. Deluxe model (Gauge 1.6 mm) 3.5" sect. Fixed arch | Sft | 75.9 | 1084.44 | m2 | 816.63 | 11668.6 | 0
12-65-c-05 | Supply and Fixing aluminium bronze/black. Deluxe model (Gauge 1.6 mm) 3.5" sect. Sliding door | Sft | 75.9 | 1066.51 | m2 | 816.63 | 11475.64 | 0
12-65-c-06 | Supply and Fixing aluminium bronze/black. Deluxe model (Gauge 1.6 mm) 3.5" sect. Swing door single action (short handle) | Sft | 75.9 | 1117.32 | m2 | 816.63 | 12022.36 | 0
12-65-c-07 | Supply and Fixing aluminium bronze/black. Deluxe model (Gauge 1.6 mm) 3.5" sect. Swing door single action (long handle) | Sft | 75.9 | 1024.66 | m2 | 816.63 | 11025.38 | 0
12-65-c-08 | Supply and Fixing aluminium door/window, Hinged Door Economy model (1.20 mm gauge) Bronz/Black 4\" section | Sft | 75.9 | 1072.49 | m2 | 816.63 | 11539.96 | 0
12-65-c-09 | Supply and Fixing aluminium door/window, Hinged Door Deluxe model (1.60 mm gauge) Bronz/Black 3\" section | Sft | 75.9 | 1056.05 | m2 | 816.63 | 11363.08 | 0
12-65-c-10 | Supply and Fixing aluminium door/window, Hinged Door Deluxe model (1.60 mm gauge) Bronz/Black 4\" section | Sft | 75.9 | 1105.36 | m2 | 816.63 | 11893.73 | 0
12-65-c-11 | Supply and Fixing aluminium door/window, Hinged Door Premium model (2.00 mm gauge) Bronz/Black 3\" section | Sft | 75.9 | 1085.94 | m2 | 816.63 | 11684.68 | 0
12-65-c-12 | Supply and Fixing aluminium door/window, Hinged Door Premium model (2.00 mm gauge) Bronz/Black 4\" section | Sft | 75.9 | 1138.24 | m2 | 816.63 | 12247.5 | 0
12-65-d-01 | Supply and Fixing aluminium bronze/black. Premium model (Gauge 2 mm) 4" sect. Sliding window | Sft | 75.9 | 1066.51 | m2 | 816.63 | 11475.64 | 0
12-65-d-02 | Supply and Fixing aluminium bronze/black. Premium model (Gauge 2 mm) 4" sect. Hinges window | Sft | 75.9 | 1117.32 | m2 | 816.63 | 12022.36 | 0
12-65-d-03 | Supply and Fixing aluminium bronze/black. Premium model (Gauge 2 mm) 4" sect. Fixed glazing | Sft | 75.9 | 1099.39 | m2 | 816.63 | 11829.4 | 0
12-65-d-04 | Supply and Fixing aluminium bronze/black. Premium model (Gauge 2mm) 4" sect. Fixed arch | Sft | 75.9 | 1151.69 | m2 | 816.63 | 12392.22 | 0
12-65-d-05 | Supply and Fixing aluminium bronze/black. Premium model (Gauge 2mm) 4" sect. Sliding door | Sft | 75.9 | 1132.26 | m2 | 816.63 | 12183.17 | 0
12-65-d-06 | Supply and Fixing aluminium bronze/black. Premium model (Gauge 2mm) 4" sect. Swing door single action (short handle) | Sft | 75.9 | 1187.56 | m2 | 816.63 | 12778.13 | 0
12-65-d-07 | Supply and Fixing aluminium bronze/black. Premium model (Gauge 2 mm) 4" sect. Swing door single action (long handle) | Sft | 75.9 | 1085.94 | m2 | 816.63 | 11684.68 | 0
12-65-d-08 | Supply and Fixing aluminium bronze/black. Premium model (Gauge 2mm) 4" sect. Swing door double action (short handle) | Sft | 75.9 | 1172.61 | m2 | 816.63 | 12617.34 | 0
12-65-d-09 | Supply and Fixing aluminium bronze/black. Premium model (Gauge 2 mm) 4" sect. Swing door double action (long handle) | Sft | 75.9 | 1153.19 | m2 | 816.63 | 12408.29 | 0
12-65-d-10 | Supply and Fixing aluminium door/window, Sliding Door Deluxe model (1.60 mm gauge) Bronz/Black 4\" section | Sft | 75.9 | 1209.98 | m2 | 816.63 | 13019.34 | 0
12-65-d-11 | Supply and Fixing aluminium door/window, Sliding Door Premium model (2.00 mm gauge) Bronz/Black 3\" section | Sft | 75.9 | 1189.05 | m2 | 816.63 | 12794.22 | 0
12-65-d-12 | Supply and Fixing aluminium door/window, Sliding Door Premium model (2.00 mm gauge) Bronz/Black 4\" section | Sft | 75.9 | 1248.83 | m2 | 816.63 | 13437.43 | 0
12-65-e-01 | Supply and Fixing aluminium bronze/black. Other items : Fly screen shutter for Deluxe model (Gauge 1.6 mm) | Sft | 75.9 | 1163.37 | m2 | 816.63 | 12517.92 | 0
12-65-e-02 | Supply and Fixing aluminium bronze/black. Other items : Fly screen shutter for Premium model (Gauge 2mm) | Sft | 75.9 | 1188.78 | m2 | 816.63 | 12791.28 | 0
12-65-e-03 | Supply and Fixing aluminium bronze/black. Other items : Fly screen shutter with separate outer frame | Sft | 75.9 | 1196.25 | m2 | 816.63 | 12871.68 | 0
12-65-e-04 | Supply and Fixing aluminium door/window, Swing Door Single Action Premium model (2.00 mm gauge) 4\" section | Sft | 75.9 | 1221.66 | m2 | 816.63 | 13145.04 | 0
12-65-e-05 | Supply and Fixing aluminium door/window, Swing Door Single Action Deluxe model (2.00 mm gauge) Bronz/Black 3.5\" section | Sft | 75.9 | 1163.37 | m2 | 816.63 | 12517.92 | 0
12-65-e-06 | Supply and Fixing aluminium door/window, Swing Door Single Action Deluxe model (1.60 mm gauge) Bronz/Black 4\" section | Sft | 75.9 | 1188.78 | m2 | 816.63 | 12791.28 | 0
12-65-e-07 | Supply and Fixing aluminium door/window, Swing Door Single Action Premium model (2.00 mm gauge) Bronz/Black 3.5\" section | Sft | 75.9 | 1196.25 | m2 | 816.63 | 12871.68 | 0
12-65-e-08 | Supply and Fixing aluminium door/window, Swing Door Single Action Premium model (2.00 mm gauge) Bronz/Black 4\" section | Sft | 75.9 | 1221.66 | m2 | 816.63 | 13145.04 | 0
12-65-e-09 | Supply and Fixing aluminium door/window, Swing Door Double Action Deluxe model (1.60 mm gauge) 3.5\" section | Sft | 75.9 | 1183.42 | m2 | 816.63 | 12733.62 | 0
12-65-e-10 | Supply and Fixing aluminium door/window, Swing Door Double Action Deluxe model (1.60 mm gauge) 4\" section | Sft | 75.9 | 1208.83 | m2 | 816.63 | 13006.99 | 0
12-65-e-11 | Supply and Fixing aluminium door/window, Swing Door Double Action Premium model (2.00 mm gauge) 3.5\" section | Sft | 75.9 | 1216.3 | m2 | 816.63 | 13087.39 | 0
12-65-e-12 | Supply and Fixing aluminium door/window, Swing Door Double Action Premium model (2.00 mm gauge) 4\" section | Sft | 75.9 | 1241.71 | m2 | 816.63 | 13360.76 | 0
12-65-e-13 | Supply and Fixing aluminium door/window, Swing Door Double Action Deluxe model (2.00 mm gauge) Bronz/Black 3.5\" section | Sft | 75.9 | 1183.42 | m2 | 816.63 | 12733.62 | 0
12-65-e-14 | Supply and Fixing aluminium door/window, Swing Door Double ActionDeluxe model (1.60 mm gauge) Bronz/Black 4\" section | Sft | 75.9 | 1208.83 | m2 | 816.63 | 13006.99 | 0
12-65-e-15 | Supply and Fixing aluminium door/window, Swing Door Double Action Premium model (2.00 mm gauge) Bronz/Black 3.5\" section | Sft | 75.9 | 1216.3 | m2 | 816.63 | 13087.39 | 0
12-65-e-16 | Supply and Fixing aluminium door/window, Swing Door Double Action Premium model (2.00 mm gauge) Bronz/Black 4\" section | Sft | 75.9 | 1241.71 | m2 | 816.63 | 13360.76 | 0
12-65-f-01 | Supply and Fixing aluminium door/window, Other items Aluminium Short Handle | each | 49.75 | 711.93 | each | 49.75 | 711.93 | 0
12-65-f-02 | Supply and Fixing aluminium door/window, Other items Aluminium Long Handle | each | 49.75 | 1076.43 | each | 49.75 | 1076.43 | 0
12-65-f-03 | Supply and Fixing aluminium door/window, Other items Lock for Aluminium | each | 62.3 | 724.47 | Each | 62.3 | 724.47 | 0
12-65-f-04 | Supply and Fixing aluminium door/window, Other items Hydraulic Door Closer Single Action | each | 186.75 | 2518.94 | Each | 186.75 | 2518.94 | 0
12-65-f-05 | Supply and Fixing aluminium door/window, Other items Hydraulic Door Closer Double Action | each | 186.75 | 3187.19 | Each | 186.75 | 3187.19 | 0
12-66 | Supply and Fixing of double glazed aluminium (color as approved) Premium model (Gauge 2 mm) 4" sect. Sliding window, including all necessary fittngs and fly screen shutters complete. | Sft | 775.01 | 1653.46 | m2 | 8339.13 | 17791.21 | 12.12 ,
12-67-a | Wall Panelling over 0.5" thick chipboard & wood frame (2"x0.75") 2'x2' grid : Sheesham Ply | Sft | 151.99 | 313.41 | m2 | 1635.41 | 3372.32 | 12.23.3
12-67-b | Wall Panelling over 0.5" thick chipboard & wood frame (2"x0.75") 2'x2'grid : Lamination Sheet | Sft | 115.04 | 275.35 | m2 | 1237.81 | 2962.78 | 12.23.3
12-67-c | Wall Panelling over 0.5" thick chipboard & wood frame (2"x0.75") 2'x2' grid : Commercial Ply | Sft | 151.89 | 289.11 | m2 | 1634.34 | 3110.85 | 12.23.3
12-68 | Providing and fixing PVC wall Panelling 9'' wide and 10 ft long including all accessories of approved design in any color, shade and pattern in ground floor. | Sft | 70.77 | 137.96 | m2 | 761.44 | 1484.5 | 12.23.3
12-69-a | Providing and fixing with sunken iron screws over existing base of iron or wood First class deodar wood moulding as hand rails, studs, lathe etc. of approved design 4 to 6 sq.inch in cross section as required. | Rft | 139.63 | 623.36 | m | 458.09 | 2045.15 | 12.23.3
12-69-b | Providing and fixing with sunken iron screws over existing base of iron or wood First class shisham wood moulding as hand rails, studs, lathe etc. of approved design 4 to 6 sq.inch in cross section as required. | Rft | 139.63 | 398.55 | m | 458.09 | 1307.57 | 12.23.4
12-70-a | Supply and Fixing MS Sheet 16 guage(10'' x 2'') box type chowkats including fixing in position with all charges for Hold fast, Hinges and Painting etc | Rft | 89.08 | 393.31 | m | 292.26 | 1290.4 | 25.5
12-70-b | Wood plastic composite door patio door leap delux (laker coated) | Rft | 136.3 | 736.46 | m | 447.19 | 2416.2 | 12.2 ,
12-70-c | Wood plastic composite door patio door leap premium grade ( UV coated ) | Rft | 136.3 | 738.53 | m | 447.19 | 2423 | 12.2 ,
12-70-d | Wood plastic composite door patio door with frame and beading deluxe grade (laker coated) | Sft | 117.98 | 1087.59 | m2 | 1269.42 | 11702.51 | 12.2 ,
12-70-e | Wood plastic composite patio door with frame and beading premium grade(UV coated) | Sft | 117.98 | 1087.59 | m2 | 1269.42 | 11702.51 | 12.2 ,
12-71-a | Wood plastic composite door Leaf only bukhara, flush or steppe type | Sft | 117.98 | 1478.27 | m2 | 1269.42 | 15906.24 | 12.2 ,
12-71-b | Wood plastic composite door Leaf rock type single side | Sft | 117.98 | 1478.27 | m2 | 1269.42 | 15906.24 | 12.2 ,
12-71-c | Wood plastic composite door rock type single type with frame and beading | Sft | 117.98 | 1478.27 | m2 | 1269.42 | 15906.24 | 12.2 ,
12-72-a | Wood plastic composite door image type single side with frame and beading | Sft | 60.13 | 988.88 | m2 | 647.04 | 10640.4 | 12.2 ,
12-72-b | Wood plastic composite door carving type single side with frame and beading | Sft | 60.13 | 1007.43 | m2 | 647.04 | 10839.89 | 12.2 ,
12-73-a | Providing and fixing First class deodar wood projected beading upto one sq.inch.(6.5sq.cm.) wide in section, designed, fixed around the panels of doors, windows of any description. | 100 Rft | 3299.25 | 7217.74 | m | 108.24 | 236.8 | 12.14
12-73-b | Providing and fixing First class teak wood projected beading upto one sq.inch.(6.5sq.cm.) wide in section, designed, fixed around the panels of doors, windows of any description. | 100 Rft | 3299.25 | 6343.62 | m | 108.24 | 208.12 | 12.14
12-73-c | Providing and fixing First class shisham wood projected beading upto one sq.inch.(6.5sq.cm.) wide in section, designed, fixed around the panels of doors, windows of any description. | 100 Rft | 3299.25 | 5298.48 | m | 108.24 | 173.83 | 12.14
12-74-a | Composite windows deluxe grade (lacquer coated) | Sft | 51.83 | 953.77 | m2 | 557.68 | 10262.56 | 12.2 ,
12-74-b | Composite windows premium grade (UV coated) | Sft | 51.54 | 955.52 | m2 | 554.6 | 10281.45 | 12.2 ,
12-75-a | Wood Plastic Fly Screen Delux Grade | Sft | 74.7 | 518.17 | m2 | 803.77 | 5575.56 | 12.2 ,
12-75-b | Wood Plastic Screen Premium Grade | Sft | 74.7 | 572.85 | m2 | 803.77 | 6163.87 | 12.2 ,
12-75-c | Wood Plastic Screen Door Frame Only | Rft | 112.05 | 622.35 | m | 367.62 | 2041.83 | 12.2 ,
12-75-d | Wood Plastic Screen Beading Smaller | Rft | 112.05 | 178.88 | m | 367.62 | 586.86 | 12.2 ,
12-75-e | Wood Plastic Screen Beading larger | Rft | 112.05 | 187.38 | m | 367.62 | 614.76 | 12.2 ,
12-76-a | Providing and fixing of Plastic propylene Seating "Chairs" without legs , Complete in all respects. | Each | 35.48 | 776.63 | Each | 35.48 | 776.63 | 12.31
12-76-b | Providing and fixing Pre-Fabricated double wall with insulation building structure,including all types of doors, windows, roof and all other necssary/required fittings as required complete in all respects | 100 Sft | 11665.65 | 91009.27 | m2 | 1255.22 | 9792.6 | 12.32
12-76-c | Providing & Fixing of Glass Block Masonry Work having size 8"x8"x3" including white cement etc, Complete in all respects. | Sft | 33.3 | 1596.4 | m2 | 358.35 | 17177.28 | 12.3
12-77 | Making of Kitchen Cabinet 8'x3' make up from Veneer board (MEDIUM DENSITY) Laminated on both sides, and hanging on wall, i/c all hardwares | Cft | 51.79 | 325.25 | m3 | 1829.02 | 11486.05 | 12.25
12-78-a | Kitchen Floor Cabinet as per MES Design/Specification.. | Sft | 357.94 | 1088.03 | m2 | 3851.41 | 11707.21 | 12.25
12-78-b | Kitchen Wall Cabinet as per MES Design/Specification. | Sft | 286.35 | 889.74 | m2 | 3081.13 | 9573.64 | 12.25
12-78-c | Providing and Fixing Sink Cabinet as per MES Design/Specification. | Each | 4295.25 | 15322.59 | Each | 4295.25 | 15322.59 | 12.25
12-79 | Supply and fixing UPVC Flush doors with 60mm wide frame 2-2.5mm wall thickness inclusive of all accessories and galvanized iron support in any available Plain colour | Sft | 283.86 | 1161.33 | m2 | 3054.33 | 12495.94 | 12.24
12-80 | Supply and fixing UPVC Fancy doors with 60mm wide frame 2-2.5mm wall thickness inclusive of all accessories and galvanized iron support in any available Plain colour | Sft | 339.89 | 1403.19 | m2 | 3657.16 | 15098.35 | 12.24
12-81 | Supply and fixing UPVC Fancy doors with 60mm wide frame 2-2.5mm wall thickness inclusive of all accessories and galvanized iron support in any available Plain colour | Sft | 339.89 | 1429.74 | m2 | 3657.16 | 15384 | 12.24
12-82 | Supply and fixing UPVC Partially glazed doors with 60mm wide frame 2-2.5mm wall thickness inclusive of all accessories and galvanized iron support in any available Plain colour | Sft | 332.42 | 1345.42 | m2 | 3576.79 | 14476.73 | 12.24
12-83 | Supply and fixing UPVC Full glazed doors with 60mm wide frame 2-2.5mm wall thickness inclusive of all accessories and galvanized iron support in any available Plain colour | Sft | 332.42 | 1279.75 | m2 | 3576.79 | 13770.11 | 12.24
12-84 | Providing & fixing uPVC white color full body doors with UPVC frame and chowkat including, locks and all hardware fittings, etc. complete in all respects | Sft | 283.86 | 1136.18 | m2 | 3054.33 | 12225.32 | 12.24
12-85 | Supply and fixing UPVC full glazed sliding windows with 80mm wide frame 2-2.2mm wall thicknesses inclusive of all accessories and galvanized iron support in any available plain colour I/c fly screen shutter without glass pan. | Sft | 197.96 | 1048.88 | m2 | 2130 | 11285.95 | 12.24
12-86 | Supply and fixing UPVC full glazed sliding windows with 80mm wide frame 2-2.2mm wall thicknesses inclusive of all accessories and galvanized iron support in any available plain colour without fly screen shutter and without glazing. | Sft | 197.96 | 1048.88 | m2 | 2130 | 11285.95 | 12.24
12-87 | Supply and fixing UPVC full glazed openable windows with 60mm wide frame 2-2.2mm wall thicknesses inclusive of all accessories and galvanized iron support in any available plain colour without glass pans. | Sft | 257.71 | 1315.43 | m2 | 2773.01 | 14154.06 | 12.24
12-88 | Supply and fixing UPVC full glazed Fixed windows with 80mm wide frame 2-2.2mm wall thicknesses inclusive of all accessories and galvanized iron support in any available plain colour without glass pans. | Sft | 160.6 | 954.24 | m2 | 1728.11 | 10267.65 | 12.24
12-89 | Supply and fixing UPVC full glazed sliding windows with 80mm wide frame 2-2.2mm wall thicknesses inclusive of all accessories and galvanized iron support in wooden texture I/c fly screen shutter without glass pan. | Sft | 201.69 | 1052.62 | m2 | 2170.18 | 11326.14 | 12.12 ,
12-90 | Supply and fixing UPVC full glazed sliding windows with 80mm wide frame 2-2.2mm wall thicknesses inclusive of all accessories and galvanized iron support in wooden texture without fly screen shutter without glazing. | Sft | 201.69 | 1052.62 | m2 | 2170.18 | 11326.14 | 12.12 ,
12-91 | Supply and fixing UPVC full glazed openable windows with 60mm wide frame 2-2.2mm wall thicknesses inclusive of all accessories and galvanized iron support in wooden texture without glass panes | Sft | 257.71 | 1315.43 | m2 | 2773.01 | 14154.06 | 12.12 ,
12-92 | Supply and fixing UPVC full glazed fixed windows with 80mm wide frame 2-2.2mm wall thicknesses inclusive of all accessories and galvanized iron support in wooden texture without glass panes | Sft | 160.6 | 1229.5 | m2 | 1728.11 | 13229.43 | 12.12 ,
12-93 | Supply and Fixing of UPVC Windows (color as approved) Premium quality Sliding window, including all necessary fittngs and fly screen shutters complete. | Sft | 205.43 | 1057.75 | m2 | 2210.37 | 11381.37 | 12.24
12-94 | Supply and fixing UPVC full glazed fixed lowvers windows with 80mm wide frame 2-2.2mm wall thicknesses inclusive of all accessories and galvanized iron support in any available plain colours without glass panes | Sft | 345.49 | 1397.62 | m2 | 3717.45 | 15038.36 | 12.12 ,
13-01 | Oiling woodwork with boiled linseed oil | 100 Sft | 236.55 | 459.57 | m2 | 25.45 | 49.45 | 13.7
13-02-a-01 | Painting old corrugated surfaces, pent roofing etc. with oil paint : First coat | 100 Sft | 821.7 | 1739.88 | m2 | 88.41 | 187.21 | 13.1.8 ,
13-02-a-02 | Painting old corrugated surfaces, pent roofing etc. with oil paint : Each subsequent coat | 100 Sft | 622.5 | 1327.37 | m2 | 66.98 | 142.83 | 13.1.8 ,
13-02-b-01 | Painting old surfaces : Sashes, fanlights, doors or windows : First coat | 100 Sft | 498 | 979.87 | m2 | 53.58 | 105.43 | 13.1, 13.2
13-02-b-02 | Painting old surfaces : Sashes, fanlights, doors or windows : Each subsequent coat | 100 Sft | 423.3 | 798.52 | m2 | 45.55 | 85.92 | 13.1, 13.2
13-02-c-01 | Painting old surfaces : Doors / windows any type First coat | 100 Sft | 821.7 | 1739.88 | m2 | 88.41 | 187.21 | 13.1, 13.2
13-02-c-02 | Painting old surfaces : Doors / windows any type Each subsequent coat | 100 Sft | 622.5 | 1327.37 | m2 | 66.98 | 142.83 | 13.1, 13.2
13-02-d-01 | Painting old surfaces : Guard bars, gratings, railing & similar open work : First coat | 100 Sft | 498 | 979.87 | m2 | 53.58 | 105.43 | 13.1, 13.2
13-02-d-02 | Painting old surfaces : Guard bars, gratings, railing & similar work : Each subsequent coat | 100 Sft | 423.3 | 798.52 | m2 | 45.55 | 85.92 | 13.1, 13.2
13-02-e-01 | Painting old surfaces : Fillets, framing, skirting pipes, etc. less than 6" girth : First coat | 100 Rft | 423.3 | 883.3 | m | 13.89 | 28.98 | 13.1, 13.2
13-02-e-02 | Painting old surfaces : Fillets, framing, skirting pipes, etc. less than 6" girth : Each subseq. Coat | 100 Rft | 298.8 | 652.15 | m | 9.8 | 21.4 | 13.1, 13.2
13-02-f-01 | Painting old surfaces : Small detached articles Not exceeding 1 sft : First coat | 100 No. | 1743 | 3533.79 | 100 No. | 1743 | 3533.79 | 13.1, 13.2
13-02-f-02 | Painting old surfaces : Small detached articles Not exceeding 1 sft : Each subsequent coat | 100 No. | 1369.5 | 2500.98 | 100 No. | 1369.5 | 2500.98 | 13.1, 13.2
13-02-g-01 | Painting old surfaces : Small detached articles 1sft-3sft area : First coat | 100 No. | 3486 | 6952.4 | 100 No. | 3486 | 6952.4 | 13.1, 13.2
13-02-g-02 | Painting old surfaces : Small detached articles 1sft-3sft area : Each subsequent coat | 100 No. | 1992 | 4004.04 | 100 No. | 1992 | 4004.04 | 13.1, 13.2
13-03-a-01 | Prepare & Paint new corrugated surface, pent roofing etc : Priming coat | 100 Sft | 866.52 | 2221 | m2 | 93.24 | 238.98 | 13.1.8 ,
13-03-a-02 | Prepare & Paint new corrugated surface, pent roofing etc : Each subsequent coat of paint | 100 Sft | 453.18 | 1594.36 | m2 | 48.76 | 171.55 | 13.1.8 ,
13-03-b-01 | Prepare & Paint new surface, sashes, doors & windows etc : Priming coat | 100 Sft | 542.82 | 1354.34 | m2 | 58.41 | 145.73 | 13.1, 13.2
13-03-b-02 | Prepare & Paint new surface, sashes, doors & windows etc : Each subsequent coat of paint | 100 Sft | 298.8 | 955.19 | m2 | 32.15 | 102.78 | 13.1, 13.2
13-03-c-01 | Prepare & Paint new surface, doors & windows Priming coat | 100 Sft | 866.52 | 2221 | m2 | 93.24 | 238.98 | 13.1, 13.2
13-03-c-02 | Prepare & Paint new surface, doors & windows Each subsequent coat of paint | 100 Sft | 453.18 | 1594.36 | m2 | 48.76 | 171.55 | 13.1, 13.2
13-03-d-01 | Prepare & Paint new surfaces of guard bars, railing & similar open work : Priming coat | 100 Sft | 542.82 | 1327.01 | m2 | 58.41 | 142.79 | 13.1, 13.2
13-03-d-02 | Prepare & Paint new surfaces of guard bars, railing & similar work : Each subsequent coat | 100 Sft | 298.8 | 927.85 | m2 | 32.15 | 99.84 | 13.1, 13.2
13-03-e-01 | Prepare & Paint new surface of fillets, framing, skirtings etc : Priming coat | 100 Rft | 448.2 | 1080.9 | m | 14.7 | 35.46 | 13.1, 13.2
13-03-e-02 | Prepare & Paint new surface of fillets, framing, skirtings etc : Each subsequent coat of paint | 100 Rft | 224.1 | 730.76 | m | 7.35 | 23.97 | 13.1, 13.2
13-03-f-01 | Prepare & Paint new surface of small detached articles upto 1 sft : Priming coat | 100 No. | 1867.5 | 4600.52 | 100 No. | 1867.5 | 4600.52 | 13.1, 13.2
13-03-f-02 | Prepare & Paint new surface of small detached articles upto 1 sft : Each subsequent coat | 100 No. | 926.28 | 3126.04 | 100 No. | 926.28 | 3126.04 | 13.1, 13.2
13-03-g-01 | Prepare & paint surf. of small detached articles 1sft - 3sft area : Priming coat | 100 No. | 3610.5 | 8891.74 | 100 No. | 3610.5 | 8891.74 | 13.1, 13.2
13-03-g-02 | Prepare & paint surf. of small detached articles 1 sft - 3 sft area : Subsequent coat of paint | 100 No. | 1618.5 | 5542.34 | 100 No. | 1618.5 | 5542.34 | 13.1, 13.2
13-03-h | Extra for knotting & stopping to prime coat on new surface of wood | 100 Sft | 89.64 | 324.82 | m2 | 9.65 | 34.95 | 13.1.6
13-03-i | Providing and applying 3 coats of approved type of Plastic emulsion paint to Plastic surface as per manufucture specification. | 100 Sft | 2490 | 4843.58 | m2 | 267.92 | 521.17 | 11.7
13-04-a | Khanki mixture, applied hot to barrage gates First coat | 2000 Sft | 12450 | 23252.36 | m2 | 66.98 | 125.1 | 13.1
13-04-b | Khanki mixture, applied hot to barrage gates Second coat | 2000 Sft | 9760.8 | 17140.49 | m2 | 52.51 | 92.22 | 13.1
13-05-a | French polishing complete: On new work | 100 Sft | 7719 | 9115.95 | m2 | 830.56 | 980.88 | 13.5
13-05-b | French polishing complete: On old work | 100 Sft | 3984 | 4696.46 | m2 | 428.68 | 505.34 | 13.5
13-06 | Applying lacquer polish to wood work of any type | 100 Sft | 5229 | 9780.2 | m2 | 562.64 | 1052.35 | 13.1
13-07-a | Varnishing wood work, including cleaning & preparing surface : First coat | 100 Sft | 498 | 1164.63 | m2 | 53.58 | 125.31 | 13.4
13-07-b | Varnishing wood work, including cleaning & preparing surface : Second coat | 100 Sft | 249 | 752.29 | m2 | 26.79 | 80.95 | 13.4
13-07-c | Varnishing wood work, including cleaning & preparing surface : Third coat | 100 Sft | 249 | 657.73 | m2 | 26.79 | 70.77 | 13.4
13-08-a | Bitumen coating to plastered / cement concrete surface : 20 Ibs. per 100 sft. | 100 Sft | 478.08 | 2136.9 | m2 | 51.44 | 229.93 | 13.1
13-08-b | Bitumen coating to plastered / cement concrete surface : 14 Ibs. per 100 sft. | 100 Sft | 1215.12 | 2098.17 | m2 | 130.75 | 225.76 | 13.1
13-08-c | Bitumen coating to plastered / cement concrete surface : 10 Ibs. per 100 sft. | 100 Sft | 860.54 | 1740.23 | m2 | 92.59 | 187.25 | 13.1
13-09 | Writing letters or figures | Each | 15.94 | 19.08 | Each | 15.94 | 19.08 | 13.1.8 ,
13-10-a | Coaltar paint applied hot: First coat | 100 Sft | 390.31 | 2226.49 | m2 | 42 | 239.57 | 13.8
13-10-b | Coaltar paint applied hot: Second coat | 100 Sft | 236.55 | 1150.95 | m2 | 25.45 | 123.84 | 13.8
13-11-a | Solignum paint applied hot: First coat | 100 Sft | 493.02 | 1168.8 | m2 | 53.05 | 125.76 | 13.8
13-11-b | Solignum paint applied hot: Second coat | 100 Sft | 749.99 | 1855.15 | m2 | 80.7 | 199.61 | 13.8
13-12-a | Creosote paint applied hot: First coat | 100 Sft | 493.02 | 1058.24 | m2 | 53.05 | 113.87 | 13.8
13-12-b | Creosote paint applied hot: Second coat | 100 Sft | 373.5 | 835.99 | m2 | 40.19 | 89.95 | 13.8
13-13 | Painting distance marks with white ground and black letterin on both faces | Each | 67.23 | 299.64 | Each | 67.23 | 299.64 | 13.1.8 ,
13-14 | Painting two feet wide gauges, reading to 1/10th of a foot. | 100 Rft | 2490 | 3094.22 | m | 81.69 | 101.52 | 13.1.7
13-15 | Painting sounding rods and other guages, reading to 1/10th of a foot | 100 Rft | 9.96 | 259.3 | m | 0.33 | 8.51 | 13.9
13-16 | Painting levelling staves | 100 Rft | 23837.27 | 25428.31 | m | 782.06 | 834.26 | 13.1.8 ,
13-17-a | Painting & lettering (2 coats) on both sides with syn. enamel paint : Mile/km posts | Each | 622.5 | 936.15 | Each | 622.5 | 936.15 | 13.1.8 ,
13-17-b | Painting & lettering (2 coats) on both sides with syn. enamel paint : Furlong or 1/10 km posts | Each | 77.94 | 117.18 | Each | 77.94 | 117.18 | 13.1.8 ,
13-17-c | Painting & lettering (2 coats) on both sides with syn. enamel paint : Sign posts | Each | 821.7 | 1135.35 | Each | 821.7 | 1135.35 | 13.1.8 ,
13-18 | Preparing surface & applying Texture Painting complete | 100 Sft | 976.08 | 2204.49 | m2 | 105.03 | 237.2 | 13.1.8 ,
13-19 | Paint on Concrete work (Kerb stone, Barrier) | Sft | 62.3 | 83.51 | m2 | 670.35 | 898.61 | 13.12
13-20 | Painting to clay flower posts/vase of various sizes of required colour | Each | 46.76 | 422.93 | Each | 46.76 | 422.93 | 13.1.5
13-21 | Painting letters with shade | letter | 39.84 | 41.96 | letter | 39.84 | 41.96 | 13.1.8 ,
13-22-a | Preparing surface and painting with emulsion paint : First coat | 100 Sft | 442.22 | 1384.38 | m2 | 47.58 | 148.96 | 11.6
13-22-b | Preparing surface and painting with emulsion paint : 2nd & each subsequent coat. | 100 Sft | 338.64 | 871.09 | m2 | 36.44 | 93.73 | 11.6 ,
13-23 | Pavement Marking using Reflective Chlorinated Rubber Paint with Glass Beads as per specification | 100 Sft | 1743 | 2300.07 | m2 | 187.55 | 247.49 | 16.8.8
13-24 | Extra labour for painting, varnishing etc from 20' height & above, for every additional 10' | 100 Sft/coat | 127.49 | 127.49 | m2 | 13.72 | 13.72 | 0
13-25-a | Preparing surface & painting with snowcem / weathershield paint : First coat | 100 Sft/coat | 1245 | 2261.96 | m2 | 133.96 | 243.39 | 13.1.5 ,
13-25-b | Preparing surface & painting with snowcem / weathershield paint : 2nd & subsequent coats | 100 Sft/coat | 622.5 | 1160.14 | m2 | 66.98 | 124.83 | 13.1.5 ,
14-01-a | Providing and Fixing glazed earthen ware WC European type of approved make/size excluding cost of seat & cover, complete in all respects: White | Each | 669.19 | 11415.02 | Each | 669.19 | 11415.02 | 14.4,
14-01-b | Providing and Fixing glazed earthen ware WC European type of approved make/size excluding cost of seat & cover, complete in all respects: Coloured | Each | 669.19 | 10807.52 | Each | 669.19 | 10807.52 | 14.4 ,
14-02-a | Providing and Fixing Double Seat & Cover only : Bakelite | Each | 14.94 | 695.34 | Each | 14.94 | 695.34 | 14.4 ,
14-02-b | Providing and Fixing double seat & cover only : Plastic | Each | 14.94 | 921.33 | Each | 14.94 | 921.33 | 14.4 ,
14-03-a | Providing and fitting glazed earthenware water closet (WC), squatter type (orisa pattern) combined with foot rest. complete in all respects : White | Each | 527.26 | 3713.81 | Each | 527.26 | 3713.81 | 14.4 ,
14-03-b | Providing and Fixing glazed earthen ware WC squatting type with built-in foot rests complete in all respects : Coloured | Each | 527.26 | 3774.56 | Each | 527.26 | 3774.56 | 14.4 ,
14-04 | Providing and Fixing white glazed earthernware WC squatting type with separate foot rests, complete in all respects | Each | 625.61 | 2038.27 | Each | 625.61 | 2038.27 | 14.4 ,
14-05-a-01 | Providing and Fixing glazed earthen ware wash hand basin (WHB) complete size 56x40 cm (22"x16"), including bracket set, waste coupling, complete in all respects: White with pedestal (Best Quality) | Each | 669.19 | 9136.16 | Each | 669.19 | 9136.16 | 14.4 ,
14-05-a-02 | Providing and Fixing glazed earthen ware wash hand basin (WHB) complete size 56x40 cm (22"x16"), including bracket set, waste coupling, complete in all respects: Colour with pedestal (Best Quality) | Each | 669.19 | 8797.29 | Each | 669.19 | 8797.29 | 14.4 ,
14-05-a-03 | Providing and Fixing glazed earthen ware wash hand basin (WHB) complete size 56x40 cm (22"x16"), including bracket set, waste coupling, complete in all respects: White without pedestal (Best Quality) | Each | 669.19 | 6516.62 | Each | 669.19 | 6516.62 | 14.4 ,
14-05-a-04 | Providing and Fixing glazed earthen ware wash hand basin (WHB) complete size 56x40 cm (22"x16"), including bracket set, waste coupling, complete in all respects: Coloured without pedestal. (Best Quality) | Each | 803.03 | 6407.46 | Each | 803.03 | 6407.46 | 14.4 ,
14-05-a-05 | Providing and Fixing glazed earthen ware wash hand basin (WHB) complete size 56x40 cm (22"x16"), including bracket set, waste coupling, complete in all respects: White with pedestal (Normal Quality) | Each | 669.19 | 4135.22 | Each | 669.19 | 4135.22 | 14.4 ,
14-05-a-06 | Providing and Fixing glazed earthen ware wash hand basin (WHB) complete size 56x40 cm (22"x16"), including bracket set, waste coupling, complete in all respects: Colour with pedestal (Normal Quality) | Each | 669.19 | 4256.72 | Each | 669.19 | 4256.72 | 14.4 ,
14-05-a-07 | Providing and Fixing glazed earthen ware wash hand basin (WHB) complete size 56x40 cm (22"x16"), including bracket set, waste coupling, complete in all respects: White without pedestal (Normal Quality) | Each | 669.19 | 3527.72 | Each | 669.19 | 3527.72 | 14.4 ,
14-05-a-08 | Providing and Fixing glazed earthen ware wash hand basin (WHB) complete size 56x40 cm (22"x16"), including bracket set, waste coupling, complete in all respects: Coloured without pedestal. (Normal Quality) | Each | 803.03 | 3540.06 | Each | 803.03 | 3540.05 | 14.4 ,
14-05-b-01 | Providing and Fixing glazed earthen ware wash hand basin (WHB) complete size 63x45 cm (25"x18"), including bracket set, waste coupling, complete in all respects: White with pedestal-(Normal Quality) | Each | 803.03 | 5474.34 | Each | 803.03 | 5474.33 | 14.4 ,
14-05-b-02 | Providing and Fixing glazed earthen ware wash hand basin (WHB) complete size 63x45 cm (25"x18"), including bracket set, waste coupling, complete in all respects: Coloured with pedestal -(Best Quality) | Each | 803.03 | 10176.99 | Each | 803.03 | 10176.99 | 14.4 ,
14-05-b-03 | Providing and Fixing glazed earthen ware wash hand basin (WHB) complete size 63x45 cm (25"x18"), including bracket set, waste coupling, complete in all respects: White without pedestal. (Normal Quality) | Each | 803.03 | 5077.03 | Each | 803.03 | 5077.03 | 14.4 ,
14-05-b-04 | Providing and Fixing glazed earthen ware wash hand basin (WHB) complete size 63x45 cm (25"x18"), including bracket set, waste coupling, complete in all respects: Coloured without pedestal. (Best Quality) | Each | 803.03 | 6285.96 | Each | 803.03 | 6285.96 | 14.4 ,
14-06-a | Providing and Fixing stainless steel sink with drain board size (120 x 60 cm) 48"x24", including set of brackets, waste pipe etc - (Best Quality) | Each | 996 | 6595.5 | Each | 996 | 6595.5 | 14.4 ,
14-06-b | Providing and fixing stainless steel sink with drain board size (90x45 cm) 36"x18" including set of brackets, waste pipe etc (Best Quality) | Each | 996 | 5669.59 | Each | 996 | 5669.6 | 14.4 ,
14-06-c | Providing and fixing stainless steel sink with drain board size (120x45 cm) 48"x18" including set of brackets, waste pipe etc (Best Quality) | Each | 996 | 6221.2 | Each | 996 | 6221.21 | 14.4 ,
14-06-d | Providing and fixing stainless steel sink with drain board size(152x 50 cm) 60"x20" including set of brackets, waste pipe etc (Best Quality) | Each | 996 | 10272.01 | Each | 996 | 10272.01 | 14.4 ,
14-06-e | Providing and fixing stainless steel sink with drain board size (182x 50 cm) 20"x72" including set of brackets, waste pipe etc (Best Quality) | Each | 996 | 13873.27 | Each | 996 | 13873.27 | 14.4 ,
14-07 | Providing and Fixing terrazzo concrete sink (60x 45 cm) 24\"x18\", with drain board of mosaic, including bracket set, waste pipe and waste coupling. | Each | 1344.6 | 9120.71 | Each | 1344.6 | 9120.71 | 14.4 ,
14-08-a | Providing and Fixing glazed earthen ware sink (60x 45 cm) 24"x15" including set of bracket set, waste pipe and waste coupling. | Each | 996 | 3554.28 | Each | 996 | 3554.28 | 14.4 ,
14-08-b | Providing and Fixing glazed earthen ware sink 25"x18" including set of bracket set, waste pipe and waste coupling. | Each | 996 | 3469.23 | Each | 996 | 3469.23 | 14.4 ,
14-09 | Providing and Fixing white glazed earthernware flat back urinal complete in all respects | Each | 595.27 | 2652.26 | Each | 595.27 | 2652.26 | 14.4 ,
14-10-a | Providing and Fixing glazed earthen ware low down flushing cistern 3 gallons (13.63 Liters) capacity including bracket set, copper connection, etc. complete in all respects: White | Each | 1070.7 | 4237.11 | Each | 1070.7 | 4237.11 | 14.4 ,
14-10-b | Providing and Fixing glazed earthen ware low down flushing cistern 3 gallons (13.63 Liters) capacity including bracket set, copper connection, etc. complete in all respects: Coloured | Each | 1070.7 | 4237.11 | Each | 1070.7 | 4237.11 | 14.4 ,
14-10-c | Providing and Fixing Plastic low down flushing cistern 3 gallons (13.63 Liters) capacity including bracket set, copper connection, etc. complete in all respects: White (Best Quality) | Each | 1070.7 | 4540.86 | Each | 1070.7 | 4540.86 | 14.4 ,
14-11 | Providing and Fixing white enamelled cast iron (CI) low down flushing cistern 3 gallons (13.63 liters) capacity including bracket set, copper connection etc. complete in all respects. | Each | 1070.7 | 4783.86 | Each | 1070.7 | 4783.86 | 14.4 ,
14-12-a | Providing and Fixing cast iron (CI) high level flushing cistern 3 gallons (13.63 liters) capacity including bracket set, copper connection etc. complete in all respects. | Each | 1070.7 | 3837.25 | Each | 1070.7 | 3837.25 | 14.4 ,
14-12-b | Providing and Fixing cast iron (CI) high level flushing cistern 1 gallons (4.55 liters) capacity including bracket set, copper connection etc. complete in all respects. | Each | 1070.7 | 2998.91 | Each | 1070.7 | 2998.91 | 14.4 ,
14-13 | Providing and fixing choricum plated soap dish complete. | Each | 104.58 | 829.33 | Each | 104.58 | 829.33 | 14.4 ,
14-14-a | Providing and Fixing glazed earthenware soap dish complete: White | Each | 104.58 | 512.21 | Each | 104.58 | 512.21 | 14.4 ,
14-14-b | Providing and fixing glazed earthenware soap dish complete: Coloured | Each | 104.58 | 523.15 | Each | 104.58 | 523.15 | 14.4 ,
14-15 | Providing and Fixing CP (chromium plated) toilet paper holder complete | Each | 104.58 | 802.84 | Each | 104.58 | 802.84 | 14.4 ,
14-16-a | Providing and Fixing chromium plated (CP) towel rail complete: 60 cm (24") long and 2 cm (3/4") dia | Each | 104.58 | 1267.94 | Each | 104.58 | 1267.94 | 14.4 ,
14-16-b | Providing and fixing chromium plated (CP) towel rail complete: 50 cm (20") long and 1.5 cm (1/2") dia | Each | 104.58 | 505.24 | Each | 104.58 | 505.24 | 14.4 ,
14-17-a | Providing and fixing best quality looking glass 5 mm thick neatly fitted on masonry wall etc. as per instruction of Engineer In-charge complete. Mirror 60 x 45 cm (24"x18") size | Each | 334.59 | 2529.49 | Each | 334.59 | 2529.49 | 14.4 ,
14-17-b | Providing and fixing best quality looking glass 5 mm thick neatly fitted with bracket as per instruction of Engineer In-charge complete | Sft | 66.92 | 803.82 | m2 | 720.05 | 8649.06 | 14.4 ,
14-17-c | Providing and fixing 30" x 24" (750mm x 600mm) looking mirror of Imported glass complete with plastic frame of standared size & c.p screws | Each | 267.67 | 3920.57 | Each | 267.67 | 3920.57 | 14.4 ,
14-17-d | Providing and fixing 22" x 16" looking mirror of Imported glass complete with Aluminum frame of standared size & c.p screws. | Each | 267.67 | 2460.75 | Each | 267.67 | 2460.75 | 14.4 ,
14-18-a | Providing and fixing best quality 5mm glass shelf (60 x 13) cm 24"x5" complete: With chromium plated brackets & railing | Each | 119.52 | 1184.03 | Each | 119.52 | 1184.03 | 14.4 ,
14-18-b | Providing and fixing best quality 5mm glass shelf (60 x 13) cm 24"x5" complete: Without chromium plated brackets & railing | Each | 44.82 | 663.67 | Each | 44.82 | 663.67 | 14.4 ,
14-19-a | Providing and fixing glazed earthenware shelf (60x13 cm) 24"x5" without chorium plated (CP) brackets & railing : White | Each | 119.52 | 920.62 | Each | 119.52 | 920.62 | 14.4 ,
14-19-b | Providing and fixing glazed earthenware shelf (60x13 cm) 24"x5" with chorium plated (CP) brackets & railing : Coloured | Each | 119.52 | 1132.03 | Each | 119.52 | 1132.03 | 14.4 ,
14-20-a | Providing and fixing plastic soap dish complete. | Each | 104.58 | 464.83 | Each | 104.58 | 464.83 | 14.4 ,
14-20-b | Providing and fixing superior quality plastic toilet paper holder. | Each | 104.58 | 466.04 | Each | 104.58 | 466.04 | 14.4 ,
14-20-c | Providing and fixing superior quality plastic towel rail. | Each | 104.58 | 475.76 | Each | 104.58 | 475.76 | 14.4 ,
14-20-d | Providing and Fixing superior quality plastic shelf 60 x 13 cm (24"x5") with bracket | Each | 104.58 | 859.7 | Each | 104.58 | 859.7 | 14.4 ,
14-21-a | Providing and fixing chromium plated (CP) pillar-cock, heavy duty of approved quality : 2 cm (3/4") | Each | 104.58 | 1565.01 | Each | 104.58 | 1565.01 | 14.4 ,
14-21-b | Providing and fixing chromium plated (CP) pillar-cock, heavy duty of approved quality : 1.5 cm (1/2") | Each | 104.58 | 1241.82 | Each | 104.58 | 1241.82 | 14.4 ,
14-21-c | Providing and fixing chromium plated (CP) double bib cock, heavy duty of approved quality : 1.5 cm (1/2") | Each | 104.58 | 930.78 | Each | 104.58 | 930.78 | 14.4 ,
14-22-a | Providing and fixing chromium plated CP stop-cock, heavy type : 2 cm (3/4") | Each | 104.58 | 913.77 | Each | 104.58 | 913.77 | 14.4 ,
14-22-b | Providing and fixing chromium plated CP stop-cock, heavy type : 1.5 cm (1/2") | Each | 104.58 | 665.91 | Each | 104.58 | 665.91 | 14.4 ,
14-23 | Providing and fixing underground stop-cock 1.5 cm (1/2") with chormium plated (CP) cover of approved quality. | Each | 199.2 | 760.53 | Each | 199.2 | 760.53 | 14.4 ,
14-24-a | Providing and fixing chromium plated (CP) bib-cock heavy duty of approved quality : 2 cm 3/4" | Each | 104.58 | 1565.01 | Each | 104.58 | 1565.01 | 14.4 ,
14-24-b | Providing and fixing chromium plated (CP) bib-cock heavy duty of approved quality : 1.5 cm 1/2" | Each | 104.58 | 1241.82 | Each | 104.58 | 1241.82 | 14.4 ,
14-25-a | Providing and fixing chromium plated (CP) tee stop cock 1.5 cm (1/2") of approved quality | Each | 104.58 | 936.61 | Each | 104.58 | 936.61 | 14.4 ,
14-25-b | Providing and fixing chromium plated (CP) tee stop cock 2 cm (3/4") of approved quality | Each | 104.58 | 1075.36 | Each | 104.58 | 1075.36 | 14.4 ,
14-26-a | Providing and fixing chorimum plated (CP) shower rose complete : Size 1/2"x4" (15 mm x 100 mm) (Best Quality) | Each | 104.58 | 1506.69 | Each | 104.58 | 1506.69 | 14.4 ,
14-26-b | Providing and fixing chorimum plated (CP) shower rose : Size 3/4"x6" (20mm x 150 mm) (Best Quality) | Each | 104.58 | 2690.1 | Each | 104.58 | 2690.1 | 14.4 ,
14-26-c | Providing and fixing chorimum plated (CP) shower rose : Size 3/4"x6" (20mm x 150 mm) (Normal Quality) | Each | 104.58 | 681.71 | Each | 104.58 | 681.71 | 14.4 ,
14-27-a | Providing and fixing chorimum plated (CP) mixing valve for wash hand basin (WHB), sink or shower of approved (Best) quality | Each | 104.58 | 4357.08 | Each | 104.58 | 4357.08 | 14.4 ,
14-27-b | Providing and fixing chorimum plated (CP) mixing valve for wash hand basin (WHB), sink or shower of approved (Normal) quality | Each | 104.58 | 3263.58 | Each | 104.58 | 3263.58 | 14.4 ,
14-28-a | Providing and fixing gun metal peet / gate valve (screwed) 32 mm (1-1/4") dia of approved quality. | Each | 104.58 | 1888.2 | Each | 104.58 | 1888.2 | 14.4 ,
14-28-b | Providing and fixing gun metal peet / gate valve (screwed) 40 mm 1-1/2" dia of approved quality. | Each | 104.58 | 2145.78 | Each | 104.58 | 2145.78 | 14.4 ,
14-28-c | Providing and fixing gun metal peet / gate valve (screwed) 50 mm (1-3/4") dia of approved quality. | Each | 119.52 | 3182.84 | Each | 119.52 | 3182.84 | 14.4 ,
14-28-d | Providing and fixing gun metal peet / gate valve (screwed) 50 mm & 63 mm (2") dia of approved quality. | Each | 104.58 | 7277.51 | Each | 104.58 | 7277.52 | 14.4 ,
14-28-e | Providing and Fixing gun metal peet / gate valve (screwed) 75 mm (3") dia of approved quality | Each | 119.52 | 7461.52 | Each | 119.52 | 7461.52 | 14.4 ,
14-28-f | Providing and fixing gun metal peet / gate valve (screwed) 20 mm (3/4") dia of approved quality. | Each | 104.58 | 1353.6 | Each | 104.58 | 1353.6 | 14.4 ,
14-28-g | Providing and fixing gun metal peet / gate valve (screwed) 25 mm (1") dia of approved quality. | Each | 104.58 | 1574.73 | Each | 104.58 | 1574.73 | 14.4 ,
14-29-a | Providing and fixing chorimum plated (CP) or brass oxidized swan-neck cock 12 mm (1/2") dia of approved quality: Single way | Each | 104.58 | 1040.13 | Each | 104.58 | 1040.13 | 14.4 ,
14-29-b | Providing and fixing chorimum plated (CP) or brass oxidized swan-neck cock 1/2" dia : Double way | Each | 119.52 | 2435.31 | Each | 119.52 | 2435.31 | 14.4 ,
14-29-c | Providing and Fixing chorimum plated (CP) or brass oxidized swan-neck cock 1/2" dia : Three way | Each | 149.4 | 461.65 | Each | 149.4 | 461.65 | 14.4 ,
14-30-a | Providing and fixing union brass (15 mm ) 1/2" dia of approved quality. | Each | 104.58 | 492.17 | Each | 104.58 | 492.17 | 14.4 ,
14-30-b | Providing and fixing union brass 20mm (3/4") dia of approved quality. | Each | 104.58 | 602.73 | Each | 104.58 | 602.73 | 14.4 ,
14-30-c | Providing and fixing union brass 2-1/2" dia of approved quality. | Each | 49.3 | 1521.88 | Each | 49.3 | 1521.88 | 14.4 ,
14-30-d | Providing and fixing union brass 3" dia of approved quality. | Each | 52.29 | 2007.22 | Each | 52.29 | 2007.22 | 14.4 ,
14-31-a | Providing and Fixing cast iron (CI) floor trap of approved quality including CI grating & concrete chamber all round : 4"x2" (100mm x 50 mm) | Each | 249 | 822.66 | Each | 249 | 822.66 | 14.4 ,
14-31-b | Providing and Fixing cast iron (CI) floor trap approved quality including CI grating & concrete chamber all round : 4"x3" (100 mm x 75 mm) | Each | 249 | 998.83 | Each | 249 | 998.83 | 14.4 ,
14-32-a | Providing and Fixing 'P' trap of approved quality including GI grating & PCC chamber 4" (100 mm) of cast iron (Best Quality) | Each | 224.1 | 1623.42 | Each | 224.1 | 1623.42 | 14.4 ,
14-32-b | Providing and Fixing 'P' trap of approved quality including GI grating & PCC chamber 4" (100 mm) glazed | Each | 224.1 | 469.17 | Each | 224.1 | 469.17 | 14.4 ,
14-33 | Providing and Fixing 4" gully trap of approved quality including cement concrete cost of PVC grating 6" x6" (150 x 150 mm) and masonry chamber 12"x12" (300 x 300 mm). | Each | 373.5 | 1980.68 | Each | 373.5 | 1980.68 | 14.4 ,
14-34-a-01 | Providing and fitting cast iron (CI) soil pipe including all specials complete in all respects with : Lead & yarn caulked joint : 4" dia. | Rft | 174.3 | 1026.68 | m | 571.85 | 3368.38 | 14.4 ,
14-34-a-02 | Providing and fitting cast iron (CI) soil pipe including all specials, complete in all respects with : Lead & yarn caulked joint : 2" dia. | Rft | 124.5 | 707.57 | m | 408.46 | 2321.41 | 14.4 ,
14-34-b-01 | Providing and fitting cast iron (CI) soil pipe including all specials complete in all respects with : Cement caulked joint : 4" dia | Rft | 74.7 | 758.23 | m | 245.08 | 2487.65 | 14.4 ,
14-34-b-02 | Providing and fitting cast iron (CI) soil pipe including all specials complete in all respects with : Cement caulked joint : 2" dia | Rft | 37.35 | 447.62 | m | 122.54 | 1468.57 | 14.4 ,
14-35-a | Providing, laying cutting, jointing, testing PPRC pipeline in walls/trenches with pipes (confirming to DIN 8077/8078, PN 20 of approved quality & fittings conforming to DIN 16962,PN25 of the same manufacturer) for cold/hot water supply systems including specials complete in all respect as per specifications: 3/4" i/d | Rft | 23.33 | 55.68 | m | 76.55 | 182.68 | 14.4 ,
14-35-b | Providing, laying cutting, jointing, testing PPRC pipeline in walls/trenches with pipes (confirming to DIN 8077/8078, PN 20 of approved quality & fittings conforming to DIN 16962,PN25 of the same manufacturer) for cold/hot water supply systems including specials complete in all respect as per specifications: 1" i/d | Rft | 23.33 | 67.91 | m | 76.55 | 222.81 | 14.4 ,
14-35-c | Providing, laying cutting, jointing, testing PPRC pipeline in walls/trenches with pipes (confirming to DIN 8077/8078, PN 20 of approved quality & fittings conforming to DIN 16962,PN25 of the same manufacturer) for cold/hot water supply systems including specials complete in all respect as per specifications: 1-1/4" i/d | Rft | 23.33 | 99.58 | m | 76.55 | 326.7 | 14.4 ,
14-35-d | Providing, laying cutting, jointing, testing PPRC pipeline in walls/trenches with pipes (confirming to DIN 8077/8078, PN 20 of approved quality & fittings conforming to DIN 16962,PN25 of the same manufacturer) for cold/hot water supply systems including specials complete in all respect as per specifications: 1-1/2" i/d | Rft | 23.33 | 140.16 | m | 76.55 | 459.85 | 14.4 ,
14-35-e | Providing, laying cutting, jointing, testing PPRC pipeline in walls/trenches with pipes (confirming to DIN 8077/8078, PN 20 of approved quality & fittings conforming to DIN 16962,PN25 of the same manufacturer) for cold/hot water supply systems including specials complete in all respect as per specifications: 2" i/d | Rft | 23.33 | 227.47 | m | 76.55 | 746.28 | 14.4 ,
14-35-f | Providing, laying cutting, jointing, testing PPRC pipeline in walls/trenches with pipes (confirming to DIN 8077/8078, PN 20 of approved quality & fittings conforming to DIN 16962,PN25 of the same manufacturer) for cold/hot water supply systems including specials complete in all respect as per specifications: 2-1/2" i/d | Rft | 23.33 | 338.31 | m | 76.55 | 1109.94 | 14.4 ,
14-35-g | Providing, laying cutting, jointing, testing PPRC pipeline in walls/trenches with pipes (confirming to DIN 8077/8078, PN 20 of approved quality & fittings conforming to DIN 16962,PN25 of the same manufacturer) for cold/hot water supply systems including specials complete in all respect as per specifications: 1/2" i/d | Rft | 23.33 | 47.59 | m | 76.55 | 156.14 | 14.4 ,
14-36-a | Providing and Fixing cast iron (CI) specials, such as tees, bends, collar cross etc: Lead caulked joint | Kg | 94.62 | 345.66 | Kg | 94.62 | 345.66 | 14.4 ,
14-36-b | Providing and Fixing cast iron (CI) specials, such as tees, bends, collar cross etc: Cement caulked joint | Kg | 311.25 | 431.56 | Kg | 311.25 | 431.56 | 14.4 ,
14-37-a | Supply and Fixing cast iron (CI) manhole cover with frame etc (Heavy Type) of approved quality complete: 12" (300 mm) dia | Each | 186.75 | 1705.5 | Each | 186.75 | 1705.5 | 14.4 ,
14-37-b | Supply and Fixing cast iron (CI) manhole cover with frame etc (Heavey Type) of approved quality complete: 18" (455 mm) dia | Each | 158.74 | 1898.62 | Each | 158.74 | 1898.62 | 14.4 ,
14-37-c | Supply and Fixing cast iron (CI) manhole cover with frame etc (Heavey Type) of approved quality complete: 24" (610 mm) dia | Each | 158.74 | 2360.32 | Each | 158.74 | 2360.32 | 14.4 ,
14-37-d | Providing & Fixing Steel manhole cover with frame 18"x18" full heavy duty | Each | 715.88 | 4513.96 | Each | 715.88 | 4513.96 | 14.4 ,
14-37-e | Supply and Fixing Plastic manhole cover with frame etc (Heavy Type) of approved quality complete: 12" (300 mm) dia | Each | 186.75 | 512.37 | Each | 186.75 | 512.37 | 14.4 ,
14-37-f | Supply and Fixing Plastic manhole cover with frame etc (Heavey Type) of approved quality complete: 18" (455 mm) dia | Each | 158.74 | 1009.24 | Each | 158.74 | 1009.24 | 14.4 ,
14-37-g | Supply and Fixing Plastic manhole cover with frame etc (Heavey Type) of approved quality complete: 24" (610 mm) dia | Each | 158.74 | 1738.24 | Each | 158.74 | 1738.24 | 14.4 ,
14-38 | Providing laying, cutting, jointing and testing of R.C.C pipe 4" (100mm) dia in cement concrete, laid in trenches as per specification complete in all respects.and Fixing RCC pipe 4" dia, including laying & jointing in trenches | RFT | 244.89 | 598.65 | m | 803.45 | 1964.07 | 14.4 ,
14-39-a | Providing and Fixing brass stop/bib cock of approved quality: 1/2" (13 mm) dia | Each | 104.58 | 595.2 | Each | 104.58 | 595.2 | 14.4 ,
14-39-b | Providing and Fixing brass stop/bib cock of approved quality: 3/4" (20 mm) dia | Each | 104.58 | 520.11 | Each | 104.58 | 520.11 | 14.4 ,
14-40 | Hoisting & Placing in position precast RC latrine seat | Each | 747 | 747 | Each | 747 | 747 | 14.4, 14.8
14-41-a | Providing and Fixing chromium plated (CP) waste coupling of approved quality : 1.25" (32 mm) | Each | 119.52 | 556.92 | Each | 119.52 | 556.92 | 14.4 ,
14-41-b | Providing and fixing chromium plated CP waste coupling of approved quality : 1.5" (40 mm) | Each | 119.52 | 1152.27 | Each | 119.52 | 1152.27 | 14.4 ,
14-42-a | Providing and fixing rubber plug with chain of approved quality: 1.25" (32mm) | Each | 14.94 | 74.34 | Each | 14.94 | 74.34 | 14.4 ,
14-42-b | Providing and Fixing rubber plug with chain of approved quality : 1.5" (40 mm) | Each | 14.94 | 99.32 | Each | 14.94 | 99.32 | 14.4 ,
14-43-a | Providing and fixing waste pipe of PVC of approved quality : 1.25" (32 mm) | Each | 104.58 | 229.36 | Each | 104.58 | 229.36 | 14.4 ,
14-43-b | Providing and fixing waste pipe of PVC of approved quality : 1.5" (40 mm) | Each | 104.58 | 257.79 | Each | 104.58 | 257.79 | 14.4 ,
14-44-a | Providing and fixing flushing bend of PVC of approved quality: 1.25" (32 mm) | Each | 74.7 | 163.47 | Each | 74.7 | 163.47 | 14.4 ,
14-44-b | Providing and fixing flushing bend of PVC of approved quality: 1.5" (40 mm) | Each | 74.7 | 174.73 | Each | 74.7 | 174.73 | 14.4 ,
14-45-a | Providing and fixing chromium plated (CP) bottle trough / trap of approved quality with waste pipe complete : 1.25" (32 mm) i/d | Each | 119.52 | 2146.14 | Each | 119.52 | 2146.14 | 14.4 ,
14-45-b | Providing and Fixing chromium plated CP bottle trough/trap of approved quality with waste pipe : 1.5" (40 mm) i/d | Each | 119.52 | 2460.82 | Each | 119.52 | 2460.82 | 14.4 ,
14-46-a | Providing and Fixing angle iron brackets for : Wash hand basin (WHB ) and cistern | Each | 119.52 | 253.17 | Each | 119.52 | 253.17 | 14.4 ,
14-46-b | Providing and Fixing angle iron brackets for :Sink | Each | 119.52 | 313.92 | Each | 119.52 | 313.92 | 14.4 ,
14-47-a | Providing and Fixing 1/2" (12 mm) dia connection including check nuts etc of approved quality: Plastic rubber connection | Each | 44.82 | 260.6 | Each | 44.82 | 260.6 | 14.4 ,
14-47-b | Providing and Fixing 1/2" (12 mm) dia connection including check nuts etc of approved quality: Copper connection | Each | 44.82 | 437.75 | Each | 44.82 | 437.75 | 14.4 ,
14-47-c | Providing and Fixing 1/2" dia connection including check nuts etc chorimum plated (CP) connection | Each | 44.82 | 470.07 | Each | 44.82 | 470.07 | 14.4 ,
14-48-a | Providing and Fixing brass ball float valve of approved quality: 1/2" (13 mm) dia | Each | 104.58 | 437.19 | Each | 104.58 | 437.19 | 14.4 ,
14-48-b | Providing and Fixing brass ball float valve of approved quality: 3/4" dia | Each | 104.58 | 476.67 | Each | 104.58 | 476.67 | 14.4 ,
14-48-c | Providing and Fixing brass ball float valve of approved quality: 1" (25 mm) dia | Each | 104.58 | 758.98 | Each | 104.58 | 758.98 | 14.4 ,
14-48-d | Providing and Fixing brass ball float valve of approved quality: 1.25" dia | Each | 104.58 | 1086.3 | Each | 104.58 | 1086.3 | 14.4 ,
14-48-e | Providing and Fixing brass ball float valve of approved quality:1.5" (40 mm) dia | Each | 104.58 | 1349.95 | Each | 104.58 | 1349.95 | 14.4 ,
14-48-f | Providing and Fixing brass ball float valve of approved quality: 2" (50 mm) dia | Each | 104.58 | 2042.51 | Each | 104.58 | 2042.51 | 14.4 ,
14-49-a | Providing and Fixing MS high pressure seamwelded pipe & specials complete : 2" dia | Rft | 311.25 | 605.89 | m | 1021.16 | 1987.82 | 14.4,
14-49-b | Providing and Fixing MS high pressure steal welded pipe & specials complete : 1" dia | Rft | 249 | 516.3 | m | 816.93 | 1693.9 | 14.4,
14-50-a | Providing and Fixing Audco type valve : 4" dia | Each | 498 | 13510.65 | Each | 498 | 13510.65 | 14.4 ,
14-50-b | Providing and Fixing Audco type valve : 2" dia | Each | 373.5 | 5075.55 | Each | 373.5 | 5075.55 | 14.4 ,
14-50-c | Providing and Fixing Audco type valve : 1" dia | Each | 249 | 2800.5 | Each | 249 | 2800.5 | 14.4 ,
14-51-a | Providing and Fixing pressure regulator : No. 103 | Each | 326.81 | 1574.05 | Each | 326.81 | 1574.05 | 14.4, 14.5
14-51-b | Providing and Fixing pressure regulator : No. 043 | Each | 326.81 | 1307.93 | Each | 326.81 | 1307.93 | 14.4, 14.5
14-51-c | Providing and Fixing pressure regulator : People type | Each | 130.73 | 531.67 | Each | 130.73 | 531.67 | 14.4, 14.5
14-52-a | Providing and Fixing high pressure flange type valve : 4" dia | Each | 1151.63 | 16655.03 | Each | 1151.63 | 16655.03 | 14.4 ,
14-52-b | Providing and Fixing high pressure flange type valve : 2" dia | Each | 460.65 | 8321.7 | Each | 460.65 | 8321.7 | 14.4 ,
14-52-c | Providing and Fixing high pressure flange type valve : 1" dia | Each | 230.32 | 4191.23 | Each | 230.32 | 4191.23 | 14.4 ,
14-53 | Providing and Fixing nipple or bush 1/4" to 3/8" i/d | Each | 44.82 | 91.48 | Each | 44.82 | 91.48 | 14.4 ,
14-54-a | Providing and fixing eclipse cock : 1" dia | Each | 124.5 | 1183.98 | Each | 124.5 | 1183.98 | 14.4 ,
14-54-b | Providing and fixing eclipse cock : 3/4" dia | Each | 249 | 1237.04 | Each | 249 | 1237.04 | 14.4 ,
14-55-a | Providing and Fixing GI pipe & including specials complete 2" dia (light) | Rft | 105.58 | 697.24 | m | 346.38 | 2287.55 | 14.4 ,
14-55-b | Providing and Fixing GI pipe & including specials complete: 1.5" dia (light) | Rft | 105.58 | 574.73 | m | 346.38 | 1885.58 | 14.4 ,
14-55-c | Providing and Fixing GI pipe & including specials complete: 1.25" dia (light) | Rft | 105.58 | 473.4 | m | 346.38 | 1553.14 | 14.4 ,
14-55-d | Providing and Fixing GI pipe & including specials complete 1" dia (light) | Rft | 60.26 | 344.76 | m | 197.7 | 1131.09 | 14.4 ,
14-55-e | Providing and Fixing GI pipe & including specials complete: 3/4" dia (light) | Rft | 60.26 | 259.41 | m | 197.7 | 851.1 | 14.4 ,
14-55-f | Providing and Fixing GI pipe & including specials complete: 1/2" dia (light) | Rft | 52.79 | 190.68 | m | 173.19 | 625.61 | 14.4 ,
14-56-a | Providing and Fixing oxidized gas cock : 1" dia. | Each | 37.35 | 675.22 | Each | 37.35 | 675.22 | 14.4 ,
14-56-b | Providing and Fixing oxidized gas cock : 3/4" dia. | Each | 37.35 | 496.62 | Each | 37.35 | 496.62 | 14.4 ,
14-56-c | Providing and Fixing oxidized gas cock : 1/2" dia | Each | 37.35 | 435.87 | Each | 37.35 | 435.87 | 14.4 ,
14-57-a | Providing and fixing brass gas cock : 1/2" dia (13 mm) | Each | 14.94 | 334.48 | Each | 14.94 | 334.48 | 14.4 ,
14-57-b | Providing and Fixing brass gas cock : 3/4" (20 mm) dia | Each | 14.94 | 358.79 | Each | 14.94 | 358.79 | 14.4 ,
14-58-a | Providing and Fixing 1/4" chorimum plated (CP) or oxidized gas cock: Single way | Each | 44.82 | 230.71 | Each | 44.82 | 230.71 | 14.4 ,
14-58-b | Providing and Fixing 1/4" chorimum plated (CP) or oxidized gas cock Two way | Each | 74.7 | 275.17 | Each | 74.7 | 275.17 | 14.4 ,
14-58-c | Providing and Fixing 1/4" chorimum plated (CP) or oxidized gas cock: Three way | Each | 119.52 | 347.94 | Each | 119.52 | 347.94 | 14.4 ,
14-59-a | Providing and Fixing approved best quality light burners: Single | Each | 261.45 | 941.85 | Each | 261.45 | 941.85 | 14.4 ,
14-59-b | Providing and Fixing approved best quality light burners: Double | Each | 261.45 | 2380.41 | Each | 261.45 | 2380.41 | 14.4 ,
14-60-a | Providing and Fixing approved best quality gas room heaters complete in all respects: Single pannel | Each | 326.81 | 2149.31 | Each | 326.81 | 2149.31 | 14.4 ,
14-60-b | Providing and Fixing approved best quality gas room heaters complete in all respects: Double pannel | Each | 326.81 | 5915.81 | Each | 326.81 | 5915.81 | 14.4 ,
14-61-a | Providing and Fixing approved best quality cooking range with: Two (02) Burners & Oven | Each | 431.39 | 18049.5 | Each | 431.39 | 18049.5 | 14.4, 14.5
14-61-b | Providing and Fixing approved best quality cooking range with Two (02) burners, oven & rostary | Each | 431.39 | 19363.52 | Each | 431.39 | 19363.52 | 14.4, 14.5
14-61-c | Providing and Fixing approved best quality cooking range with three (03) burners, oven & hot case | Each | 431.39 | 21953.29 | Each | 431.39 | 21953.29 | 14.4, 14.5
14-61-d | Providing and Fixing approved best quality cooking range with 3 burners, oven, hot case & roastary | Each | 431.39 | 26201.54 | Each | 431.39 | 26201.54 | 14.4, 14.5
14-61-e | Providing and Fixing approved best quality cooking range with 5 burners, oven, hot case & roastary | Each | 431.39 | 33218.17 | Each | 431.39 | 33218.17 | 14.4, 14.5
14-62-a | Providing and Fixing approved best quality gas water heaters: 20 gallons capacity | Each | 653.63 | 20296.29 | Each | 653.63 | 20296.29 | 14.4, 14.5
14-62-b | Providing and Fixing approved best quality gas water heaters: 30 gallons capacity | Each | 653.63 | 24176.03 | Each | 653.63 | 24176.03 | 14.4, 14.5
14-62-c | Providing and Fixing approved best quality gas water heaters 50 gallons capacity | Each | 653.63 | 28841.63 | Each | 653.63 | 28841.63 | 14.4, 14.5
14-63-a | Providing and Fixing gas cross burners : 6" (150 mm) Size | Each | 163.41 | 588.66 | Each | 163.41 | 588.66 | 14.4, 14.5
14-63-b | Providing and Fixing gas cross burners : 9" (225 mm) Size | Each | 163.41 | 831.66 | Each | 163.41 | 831.66 | 14.4, 14.5
14-63-c | Providing and Fixing gas cross burners : 12" (300 mm) Size | Each | 163.41 | 1013.91 | Each | 163.41 | 1013.91 | 14.4, 14.5
14-64-a | Providing and Fixing gas nozzle star burner with injector: 12" (300 mm ) nozzle | Each | 392.17 | 1121.18 | Each | 392.17 | 1121.18 | 14.4, 14.5
14-64-b | Providing and Fixing gas nozzle star burner with injector:18" (450 mm) nozzle | Each | 392.17 | 1364.18 | Each | 392.17 | 1364.18 | 14.4, 14.5
14-64-c | Providing and Fixing gas nozzle star burner with injector: 24" (600 mm) nozzle | Each | 392.17 | 1485.68 | Each | 392.17 | 1485.68 | 14.4, 14.5
14-64-d | Providing and Fixing gas nozzle star burner with injector: 32" (900 mm) nozzle | Each | 392.17 | 1850.18 | Each | 392.17 | 1850.18 | 14.4, 14.5
14-65 | Providing and Fixing flue pipe for gas room heater any type/make | Each | 130.73 | 983.66 | Each | 130.73 | 983.66 | 14.4, 14.5
14-66 | Providing and Fixing gas twin burners with stand complete (Imperial make) | Each | 392.17 | 2608.33 | Each | 392.17 | 2608.33 | 14.4, 14.5
14-67 | Providing and Fixing angle iron frame wall type brackets for gas room heater | Pair | 163.41 | 297.06 | Pair | 163.41 | 297.06 | 14.4, 14.5
14-68-a | Providing and Fixing gas tandoor complete : 24" nozzle | Each | 575.81 | 2580.56 | Each | 575.81 | 2580.56 | 14.4, 14.5
14-68-b | Providing and Fixing gas tandoor complete : 32" nozzle | Each | 575.81 | 3005.81 | Each | 575.81 | 3005.81 | 14.4, 14.5
14-68-c | Providing and Fixing gas tandoor complete : 48" nozzle | Each | 575.81 | 3309.56 | Each | 575.81 | 3309.56 | 14.4, 14.5
14-69-a-01 | Providing and fixing Fibre Glass , corrosion resistant, UV stablized WaterTank : 300 gallons | Each | 2490 | 13790.57 | Each | 2490 | 13790.57 | 14.4 ,
14-69-a-02 | Providing and fixing Fibre Glass , corrosion resistant, UV stablized WaterTank : 400 gallons | Each | 2490 | 16627.1 | Each | 2490 | 16627.1 | 14.4 ,
14-69-b-01 | Supplying and Fixing Polyethylene Water Tank made from food grade FDA Certified raw material, 3 layers UV stablized, inert with water, anti-fungus and anti-bacterial and have a service life of more than 10 years : 200 gallons (Horizontal) | Each | 2490 | 17253.32 | Each | 2490 | 17253.32 | 14.4 ,
14-69-b-02 | Supplying and Fixing Polyethylene Water Tank made from food grade FDA Certified raw material, 3 layers UV stablized, inert with water, anti-fungus and anti-bacterial and have a service life of more than 10 years : 400 gallons (Vertical) | Each | 5229 | 28417.04 | Each | 5229 | 28417.04 | 14.4 ,
14-69-b-03 | Supplying and Fixing Polyethylene Water Tank made from food grade FDA Certified raw material, 3 layers UV stablized, inert with water, anti-fungus and anti-bacterial and have a service life of more than 10 years : 500 gallons (Vertical) | Each | 5229 | 35230.34 | Each | 5229 | 35230.34 | 14.4 ,
14-69-b-04 | Supplying and Fixing Polyethylene Water Tank made from food grade FDA Certified raw material, 3 layers UV stablized, inert with water, anti-fungus and anti-bacterial and have a service life of more than 10 years : 1000 gallons (Vertical) | Each | 4482 | 59605.88 | Each | 4482 | 59605.88 | 14.4 ,
14-69-b-05 | Supplying and Fixing Polyethylene Water Tank made from food grade FDA Certified raw material, 3 layers UV stablized, inert with water, anti-fungus and anti-bacterial and have a service life of more than 10 years : 1500 gallons (Vertical) | Each | 5229 | 86204.41 | Each | 5229 | 86204.41 | 14.4 ,
14-70-a | Providing and Fixing of pipe type B nikasi system including testing in all respect 110 mm | RFT | 74.7 | 772.83 | m | 245.08 | 2535.52 | 14.4 ,
14-70-b | Providing and Fixing of pipe type B nikasi system including testing in all respect 75 mm | Rft | 74.7 | 436.05 | m | 245.08 | 1430.62 | 14.4 ,
14-71-a | Providing and Fixing of polydex high pressure PPR (green including testing ect complete 25 mm(including all special etc) | Rft | 52.79 | 134.4 | m | 173.19 | 440.93 | 14.4 ,
14-71-b | Providing and Fixing of polydex high pressure PPR (green including testing ect complete 20 mm(including all special etc) | Rft | 52.79 | 107.4 | m | 173.19 | 352.38 | 14.4 ,
14-72-a | Providing of plumbing tape insulation on G.I pipe complete 1/2" dia | 20 Rft | 44.94 | 56.21 | m | 7.37 | 9.22 | 14.4 ,
14-72-b | Providing of plumbing tape insulation on G.I pipe complete 3/4" dia | 20 Rft | 44.94 | 61.82 | m | 7.37 | 10.14 | 14.4 ,
14-72-c | Providing of plumbing tape insulation on G.I pipe complete 1" dia | 20 Rft | 44.94 | 67.48 | m | 7.37 | 11.07 | 14.4 ,
14-72-d | Providing of plumbing tape insulation on G.I pipe complete 1.5" dia | 20 Rft | 44.94 | 73.09 | m | 7.37 | 11.99 | 14.4 ,
14-72-e | Providing of plumbing tape insulation on G.I pipe complete 2" dia | 20 Rft | 44.94 | 78.74 | m | 7.37 | 12.92 | 14.4 ,
14-72-f | Providing of plumbing tape insulation on G.I pipe complete 2.5" dia | 20 Rft | 44.94 | 84.36 | m | 7.37 | 13.84 | 14.4 ,
14-73-a | Providing of thermal insulation of high density (64kg/m3) fiber glass pipe insulation faced with aluminium foil for chilled/hot water piping complete: 1/2" dia | 20 Rft | 118.28 | 193.6 | m | 19.4 | 31.76 | 14.4 ,
14-73-b | Providing of thermal insulation of high density (64kg/m3) fiber glass pipe insulation faced with aluminium foil for chilled/hot water piping complete: 3/4" dia | 20 Rft | 118.28 | 198.88 | m | 19.4 | 32.62 | 14.4 ,
14-73-c | Providing of thermal insulation of high density (64kg/m3) fiber glass pipe insulation faced with aluminium foil for chilled/hot water piping complete 1" dia | 20 Rft | 118.28 | 216.2 | m | 19.4 | 35.47 | 14.4 ,
14-73-d | Providing of thermal insulation of high density (64kg/m3) fiber glass pipe insulation faced with aluminium foil for chilled/hot water piping complete: 1.5" dia | 20 Rft | 118.28 | 226 | m | 19.4 | 37.07 | 14.4 ,
14-73-e | Providing of thermal insulation of high density (64kg/m3) fiber glass pipe insulation faced with aluminium foil for chilled/hot water piping complete: 2" dia | 20 Rft | 118.28 | 229.76 | m | 19.4 | 37.69 | 14.4 ,
14-73-f | Providing of thermal insulation of high density (64kg/m3) fiber glass pipe insulation faced with aluminium foil for chilled/hot water piping complete 2.5" dia | 20 Rft | 118.28 | 247.84 | m | 19.4 | 40.66 | 14.4 ,
14-73-g | Providing of thermal insulation of high density (64kg/m3) fiber glass pipe insulation faced with aluminium foil for chilled/hot water piping complete: 3" dia | 20 Rft | 118.28 | 267.43 | m | 19.4 | 43.87 | 14.4 ,
14-74-a | Providing and Fixing in positioin Gas water with fittings including thermostat, safety valve etc:- 30 Gallon SG 35 Best Quality | Each | 747 | 31310.32 | Each | 747 | 31310.32 | 14.4 ,
14-74-b | Providing and Fixing in positioin Gas water with fittings including thermostat, safety valve etc:- 35 Gallon SG 35 Best Quality | Each | 653.63 | 39509.32 | Each | 653.63 | 39509.32 | 14.4 ,
14-74-c | Providing and Fixing in positioin Wooden water geyser with fittings : 30 Gallon Best Quality | Each | 653.63 | 24953.63 | Each | 653.63 | 24953.63 | 14.4 ,
14-74-d | Providing and Fixing in positioin Gas water Geyser with fittings including thermostat, safety valve etc:- 50 Gallon Best Quality | Each | 653.63 | 45608.63 | each | 653.63 | 45608.63 | 0
14-75-a | Providing & Fixing of approved quality Cooking Range Model 307 (3 Burners Black), Bigger size | Each | 326.81 | 31242.32 | Each | 326.81 | 31242.32 | 14.4 ,
14-75-b | Providing & Fixing of approved quality Cooking Range Model 308 (3 Burners Black), Smaller size | Each | 326.81 | 28074.38 | Each | 326.81 | 28074.38 | 14.4 ,
14-76 | Providing & Fixing of approved quality Cooking Range Model 310 (3 Burners White) | Each | 326.81 | 28980.16 | Each | 326.81 | 28980.16 | 14.4 ,
14-77 | Providing & Fixing of approved quality Cooking Range Model 312 (5 Burners), Automatic) | Each | 326.81 | 32794.65 | Each | 326.81 | 32794.65 | 14.4 ,
14-78 | Providing and Fixing low level plastic flushing cistern 3 gallons (13.63) liters capacity, complete in all respects | Each | 249 | 3550.23 | Each | 249 | 3550.23 | 14.4 ,
14-79-a | Supply and fixing of 0.5 HP Monoblock water pump 1.25"x1" single phase upto 72 ft head (Type SE) i/c all accessories | Each | 896.4 | 18337.91 | Each | 896.4 | 18337.91 | 14.4 ,
14-79-b | Supply and fixing of 1.0 HP Monoblock water pump 1.25"x1" single phase upto 90 ft head (Type SE) i/c all accessories | Each | 896.4 | 22111.21 | Each | 896.4 | 22111.21 | 14.4 ,
14-79-c | Supply and fixing of 1.0 HP Monoblock water pump 1.25"x1" single phase upto 88 ft head (Type DE-S2) i/c all accessories. | Each | 896.4 | 22111.21 | Each | 896.4 | 22111.21 | 14.4 ,
14-79-d | Supply and fixing of 1.5 HP Monoblock water pump 1.25"x1" single phase upto 130 ft head (Type DE-S2) i/c all accessories | Each | 896.4 | 24784.46 | Each | 896.4 | 24784.46 | 14.4 ,
14-80-a | Supply and fixing of 2.0 HP Monoblock water pump 1.5"x1.25" 3 stage model DE-S3 (Deen Pump) single phase for 150 ft head with all accessories | Each | 896.4 | 34293.47 | Each | 896.4 | 34293.47 | 14.4 ,
14-80-b | Supply and fixing of 2.0 HP Monoblock water pump 1.5"x1.5" 4 stage model DE-S4 single phase for 190 ft head with all accessories | Each | 896.4 | 35103.63 | Each | 896.4 | 35103.63 | 14.4 ,
14-80-c | Supply and fixing of 2.0 HP Monoblock water pump 2"x2" size 1 stage SE model single phase for 65 ft head with all accessories and fittings. | Each | 896.4 | 38392.52 | Each | 896.4 | 38392.52 | 14.4 ,
14-81-a | Supply and fixing of 3.0 HP Monoblock water pump 1.5"x1.5" size 5 stage DE-S5 model single phase for 220 ft head with all accessories | Each | 896.4 | 40243.45 | Each | 896.4 | 40243.45 | 14.4 ,
14-81-b | Supply and fixing of 3.0 HP Monoblock water pump 1.5"x1.25" size 6 stage DE-S6 model single phase for 260 ft head with all accessories | Each | 896.4 | 38504.9 | Each | 896.4 | 38504.9 | 14.4 ,
14-81-c | Supply and fixing of 4.0 HP Monoblock water pump 1.5"x1.25" size 7 stage DN-S7 model single phase for 300 ft head with all accessories | Each | 896.4 | 45396.87 | Each | 896.4 | 45396.87 | 14.4 ,
14-81-d | Supply and fixing of 3.0 HP Monoblock water pump 2.5"x2" size 2 stage DE-S2 model single phase for 100 ft head with all accessories | Each | 1494 | 53431.24 | Each | 1494 | 53431.24 | 14.4 ,
14-81-e | Supply and fixing of 4.0 HP Monoblock water pump 1.5"x2" size 3= stage DN-S3 model single phase for 130 ft head with all accessories | Each | 896.4 | 48660.24 | Each | 896.4 | 48660.24 | 14.4 ,
14-81-f | Supply and fixing of 4.0 HP Monoblock water pump 1.5"x2" size 4 stage DN-S4 model single phase for 160 ft head with all accessories | Each | 1494 | 49257.84 | Each | 1494 | 49257.84 | 14.4 ,
14-81-g | Supply and fixing of 3.0 HP Monoblock water pump 3"x3" size 1 stage P.P model single phase for 60 ft head with all accessories | Each | 896.4 | 63598.42 | Each | 896.4 | 63598.42 | 14.4 ,
14-81-h | Supply and fixing of 4.0 HP Monoblock water pump 3"x2.5" size 1stage P.P model single phase for 60 ft head with all accessories | Each | 896.4 | 72592.21 | Each | 896.4 | 72592.21 | 14.4 ,
14-82-a | Supply and fixing of 1.0 HP Deep well water pump 1"x1" size 1stage Jet S-1 model single phase for 60 ft suction and upto 60 ft head with all accessories | Each | 3423.75 | 26126.45 | Each | 3423.75 | 26126.45 | 14.4 ,
14-82-b | Supply and fixing of 2.0 HP Deep well water pump 1"x1" size 2 stage Jet S-2 model single phase for 80 ft suction and upto 80 ft head with all accessories | Each | 3423.75 | 31593.95 | Each | 3423.75 | 31593.95 | 14.4 ,
14-82-c | Supply and fixing of 3.0 HP Deep well water pump 1"x1" size 3 stage Jet S-3 model single phase for 120 ft suction and upto 120 ft head with all accessories | Each | 3423.75 | 36150.2 | Each | 3423.75 | 36150.2 | 14.4 ,
14-82-d | Supply and fixing of 4.0 HP Deep well water pump 1"x1" size 4 stage Jet S-4 model single phase for 160 ft suction and upto 160 ft head with all accessories | Each | 3423.75 | 40929.04 | Each | 3423.75 | 40929.04 | 14.4 ,
14-83 | Providing & Fixing Solar Geysers 35 gallons capacity (a product of Enercon, National Energy Conservation Centre Islamabad and equivalent) | Each | 2676.75 | 55067.55 | Each | 2676.75 | 55067.55 | 14.4 ,
14-84-a-01 | Furnish and install of G.I Union : 6" dia | Each | 119.52 | 13976.06 | Each | 119.52 | 13976.06 | 14.6.2 ,
14-84-a-02 | Furnish and install of G.I Socket : 6" dia | Each | 119.52 | 5111.42 | Each | 119.52 | 5111.42 | 14.6.2 ,
14-84-a-03 | Furnish and install of G.I Tee : 6" dia | Each | 119.52 | 11315.21 | Each | 119.52 | 11315.21 | 14.6.2 ,
14-84-a-04 | Furnish and install of G.I Elbow : 6" dia | Each | 119.52 | 10211.5 | Each | 119.52 | 10211.5 | 14.6.2 ,
14-84-b-01 | Furnish and install of G.I Union : 4" dia | Each | 119.52 | 5468.63 | Each | 119.52 | 5468.63 | 14.6.2 ,
14-84-b-02 | Furnish and install of G.I Socket : 4" dia | Each | 119.52 | 1911.11 | Each | 119.52 | 1911.11 | 14.6.2 ,
14-84-b-03 | Furnish and install of G.I Tee : 4" dia | Each | 119.52 | 3770.06 | Each | 119.52 | 3770.06 | 14.6.2 ,
14-84-b-04 | Furnish and install of G.I Elbow : 4" dia | Each | 119.52 | 3252.47 | Each | 119.52 | 3252.47 | 14.6.2 ,
14-84-c-01 | Furnish and install of G.I Union : 3" dia | Each | 119.52 | 2975.45 | Each | 119.52 | 2975.45 | 14.6.2 ,
14-84-c-02 | Furnish and install of G.I Socket : 3" dia | Each | 119.52 | 1342.49 | Each | 119.52 | 1342.49 | 14.6.2 ,
14-84-c-03 | Furnish and install of G.I Tee : 3" dia | Each | 119.52 | 2355.8 | Each | 119.52 | 2355.8 | 14.6.2 ,
14-84-c-04 | Furnish and install of G.I Elbow : 3" dia | Each | 119.52 | 1976.72 | Each | 119.52 | 1976.72 | 14.6.2 ,
14-84-d-01 | Furnish and install of G.I Union : 2.5" dia | Each | 119.52 | 2268.32 | Each | 119.52 | 2268.32 | 14.6.2 ,
14-84-d-02 | Furnish and install of G.I Socket : 2.5" dia | Each | 119.52 | 861.35 | Each | 119.52 | 861.35 | 14.6.2 ,
14-84-d-03 | Furnish and install of G.I Tee : 2.5" dia | Each | 119.52 | 1670.54 | Each | 119.52 | 1670.54 | 14.6.2 ,
14-84-d-04 | Furnish and install of G.I Elbow : 2.5" dia | Each | 119.52 | 1123.79 | Each | 119.52 | 1123.79 | 14.6.2 ,
14-84-e-01 | Furnish and install of G.I Union : 2" dia | Each | 112.05 | 1060.92 | Each | 112.05 | 1060.92 | 14.6.2 ,
14-84-e-02 | Furnish and install of G.I Socket : 2" dia | Each | 112.05 | 479.17 | Each | 112.05 | 479.17 | 14.6.2 ,
14-84-e-03 | Furnish and install of G.I Tee : 2" dia | Each | 112.05 | 690.58 | Each | 112.05 | 690.58 | 14.6.2 ,
14-84-e-04 | Furnish and install of G.I Elbow : 2" dia | Each | 112.05 | 642.47 | Each | 112.05 | 642.47 | 14.6.2 ,
14-84-f-01 | Furnish and install of G.I Union : 1.5" dia | Each | 112.05 | 773.3 | Each | 112.05 | 773.3 | 14.6.2 ,
14-84-f-02 | Furnish and install of G.I Socket : 1.5" dia | Each | 112.05 | 332.99 | Each | 112.05 | 332.99 | 14.6.2 ,
14-84-f-03 | Furnish and install of Tee : 1.5" dia | Each | 112.05 | 497.74 | Each | 112.05 | 497.74 | 14.6.2 ,
14-84-f-04 | Furnish and install of G.I Elbow : 1.5" dia | Each | 112.05 | 411.72 | Each | 112.05 | 411.72 | 14.6.2 ,
14-84-g-01 | Furnish and install of G.I Union : 1.25" dia | Each | 104.58 | 592.33 | Each | 104.58 | 592.33 | 14.6.2 ,
14-84-g-02 | Furnish and install of G.I Socket : 1.25" dia | Each | 104.58 | 293.44 | Each | 104.58 | 293.44 | 14.6.2 ,
14-84-g-03 | Furnish and install of G.I Tee : 1.25" dia | Each | 104.58 | 415.91 | Each | 104.58 | 415.91 | 14.6.2 ,
14-84-g-04 | Furnish and install of G.I Elbow : 1.25" dia | Each | 104.58 | 334.26 | Each | 104.58 | 334.26 | 14.6.2 ,
14-84-h-01 | Furnish and install of G.I Union : 1" dia | Each | 104.58 | 446.53 | Each | 104.58 | 446.53 | 14.6.2 ,
14-84-h-02 | Furnish and install of G.I Socket : 1" dia | Each | 104.58 | 236.58 | Each | 104.58 | 236.58 | 14.6.2 ,
14-84-h-03 | Furnish and install of G.I Tee : 1" dia | Each | 104.58 | 322.6 | Each | 104.58 | 322.6 | 14.6.2 ,
14-84-h-04 | Furnish and install of G.I Elbow : 1" dia | Each | 104.58 | 265.74 | Each | 104.58 | 265.74 | 14.6.2 ,
14-85-a | Supply & fixing of brass foot valve of the following sizes i/c require fittings complete. 2" dia | Each | 119.52 | 1213.75 | Each | 119.52 | 1213.75 | 14.7.21 ,
14-85-b | Supply & fixing of brass foot valve of the following sizes i/c require fittings complete. 2.5" dia | Each | 134.46 | 1811.31 | Each | 134.46 | 1811.31 | 14.7.21 ,
14-85-c | Supply & fixing of brass foot valve of the following sizes i/c require fittings complete. 3" dia | Each | 149.4 | 2501.88 | Each | 149.4 | 2501.88 | 14.7.21 ,
14-85-d | Supply & fixing of brass foot valve of the following sizes i/c require fittings complete. 4" dia | Each | 179.28 | 4861.65 | Each | 179.28 | 4861.65 | 14.7.21 ,
14-85-f | Supply & fixing of brass foot valve of the following sizes i/c require fittings complete. 6" dia | Each | 224.1 | 15710 | Each | 224.1 | 15710 | 14.7.21 ,
14-86 | Providing & fixing chromium plated double bib-cock with Muslim Shower of approved quality Complete is all respects. | Each | 224.1 | 2775.6 | Each | 224.1 | 2775.6 | 14.7.18 ,
14-87 | Providing and fixing Providing and Fixing of Bath accessories set (choricum plated (C) soap dish, CP toilet paper holder, towel rail, best quality looking glass 5 mm thick neatly fitted with Mirror 60 x 45 cm (24"x18") size, glazed earthenware shelf (60x13 cm) 24"x5" with chorium plated (CP) brackets & railing) complete in all respect | Each | 522.9 | 6143.73 | Each | 522.9 | 6143.73 | 14.7.6 ,
14-88 | Providing and Fixing glazed earthen ware wash hand basin (WHB) complete size 56x40 cm (22"x16"), including bracket set, waste coupling,chromium plated CP stop-cock 1/2") complete in all respects: White with pedestal | Each | 936.86 | 9965.16 | Each | 936.86 | 9965.16 | 14.7 ,
14-89-a | Providing and fixing stainless steel bowel sink 15" x20" including set of brackets, waste pipe etc | Each | 936.86 | 5260.54 | Each | 936.86 | 5260.54 | 14.7 ,
14-89-b | Providing and Fixing stainless steel bowel 17"x14", including set of brackets, waste pipe etc | Each | 996 | 4509.22 | Each | 996 | 4509.22 | 14.7 ,
14-89-c | Providing and Fixing stainless steel bowel 18"x15", including set of brackets, waste pipe etc | Each | 996 | 5712.07 | Each | 996 | 5712.07 | 14.7 ,
14-90-a | Providing and installing GI Tee 1/2" dia | Each | 119.52 | 193.88 | Each | 119.52 | 193.88 | 14.6.2 ,
14-90-b | Providing and installing GI Tee 3/4" dia | Each | 119.52 | 237.62 | Each | 119.52 | 237.62 | 14.6.2 ,
14-91-a | Providing and installing GI Union1/2" dia | Each | 119.52 | 311.98 | Each | 119.52 | 311.98 | 14.6.2 ,
14-91-b | Providing and installing GI Union 3/4" dia | Each | 119.52 | 371.75 | Each | 119.52 | 371.75 | 14.6.2 ,
14-91-c | Providing and installing GI Union 1" dia | Each | 186.75 | 525.01 | Each | 186.75 | 525.01 | 14.6.2 ,
14-91-d | Providing and installing GI Union 1-1/2" dia | Each | 119.52 | 777.08 | Each | 119.52 | 777.08 | 14.6.2 ,
14-91-e | Providing and installing GI Union 2" dia | Each | 186.75 | 1130.08 | Each | 186.75 | 1130.08 | 14.6.2 ,
14-91-f | Providing and installing GI Union 2-1/2" dia | Each | 186.75 | 2330.01 | Each | 186.75 | 2330.01 | 14.6.2 ,
14-91-g | Providing and installing GI Union 3" dia | Each | 373.5 | 3223.89 | Each | 373.5 | 3223.89 | 14.6.2 ,
14-91-h | Providing and installing GI Union 4" dia | Each | 373.5 | 5717.07 | Each | 373.5 | 5717.07 | 14.6.2 ,
14-93-a | Supply & fixing of cast iron (CI) foot valve of the following sizes i/c require fittings complete. 2" dia | Each | 119.52 | 614.75 | Each | 119.52 | 614.75 | 14.6.1,
14-93-b | Supply & fixing of cast iron (CI) foot valve of the following sizes i/c require fittings complete. 2.5" dia | Each | 134.46 | 813.79 | Each | 134.46 | 813.79 | 14.6.1,
14-93-c | Supply & fixing of cast iron (CI) foot valve of the following sizes i/c require fittings complete. 3" dia | Each | 149.4 | 1018.37 | Each | 149.4 | 1018.37 | 14.6.1,
14-93-d | Supply & fixing of cast iron foot valve of the following sizes i/c require fittings complete. 4" dia | Each | 179.28 | 1300.48 | Each | 179.28 | 1300.48 | 14.6.1,
14-93-f | Supply & fixing of Cast Iron (CI) foot valve of the following sizes i/c require fittings complete. 6" dia | Each | 224.1 | 2102 | Each | 224.1 | 2102 | 14.6.1,
14-94-a | Making connection with the existing system G.I pipe line including cutting the pipe for providing & fixing required fittings : 6" dia | Each | 149.4 | 11348.78 | Each | 149.4 | 11348.78 | 14.6.1,
14-94-b | Making connection with the existing system G.I pipe line including cutting the pipe for providing & fixing required fittings: 4" dia | Each | 149.4 | 3803.63 | Each | 149.4 | 3803.63 | 14.6.1,
14-94-c | Making connection with the existing system G.I pipe line including cutting the pipe for providing & fixing required fittings : 3" dia | Each | 149.4 | 2407.84 | Each | 149.4 | 2407.84 | 14.6.1,
14-94-d | Making connection with the existing system G.I pipe line including cutting the pipe for providing & fixing required fittings : 2.5" dia | Each | 149.4 | 1722.58 | Each | 149.4 | 1722.58 | 14.6.1,
14-94-e | Making connection with the existing system G.I pipe line including cutting the pipe for providing & fixing required fittings : 2" dia | Each | 149.4 | 740.86 | Each | 149.4 | 740.86 | 14.6.1,
14-94-f | Making connection with the existing system G.I pipe line including cutting the pipe for providing & fixing required fittings : 1.5" dia | Each | 119.52 | 516.29 | Each | 119.52 | 516.29 | 14.6.1,
14-94-g | Making connection with the existing system G.I pipe line including cutting the pipe for providing & fixing required fittings : 1.25" dia | Each | 104.58 | 425.15 | Each | 104.58 | 425.15 | 14.6.1,
14-94-h | Making connection with the existing system G.I pipe line including cutting the pipe for providing & fixing required fittings : 1" dia | Each | 104.58 | 329.99 | Each | 104.58 | 329.99 | 14.6.1,
14-95-a | Making connection with the existing system PVC pipe line including cutting the pipe for providing & fixing required fittings : 6" dia | Each | 149.4 | 1454.14 | Each | 149.4 | 1454.14 | 14.6.3,
14-95-b | Making connection with the existing system PVC pipe line including cutting the pipe for providing & fixing required fittings : 4" dia | Each | 149.4 | 526.03 | Each | 149.4 | 526.03 | 14.6.3,
14-95-c | Making connection with the existing system PVC pipe line including cutting the pipe for providing & fixing required fittings :3" dia | Each | 149.4 | 435.19 | Each | 149.4 | 435.19 | 14.6.3,
14-95-d | Making connection with the existing system PVC pipe line including cutting the pipe for providing & fixing required fittings : 2.5" dia | Each | 149.4 | 366.64 | Each | 149.4 | 366.64 | 14.6.3,
14-95-e | Making connection with the existing system PVC pipe line including cutting the pipe for providing & fixing required fittings : 2" dia | Each | 149.4 | 274.01 | Each | 149.4 | 274.01 | 14.6.3,
14-95-f | Making connection with the existing system PVC pipe line including cutting the pipe for providing & fixing required fittings : 1.5" dia | Each | 119.52 | 221.17 | Each | 119.52 | 221.17 | 14.6.3,
14-96-a | Supply of 1" dia PVC special heavy gauge pipe. | Rft | 89.64 | 145.11 | m | 294.09 | 476.09 | 14.6.3
14-96-b | Supply of 3/4" dia PVC special heavy gauge pipe. | Rft | 89.64 | 126.76 | m | 294.09 | 415.89 | 14.6.3
14-97 | Supply of Polythene sheet of approved quality | Kg | 0 | 328.05 | Kg | 0 | 328.05 | 14.4, 14.6
14-98-a | Supply and fixing MS Pipe 4" i/d 5mm thick | Rft | 251.4 | 1817.61 | m | 824.81 | 5963.29 | 14.6.4 ,
14-98-b | S/H/J MS Pipe 1.5" i/d 5mm thick | Rft | 251.4 | 672.86 | m | 824.81 | 2207.55 | 14.6.4 ,
14-98-c | S/H/J MS Pipe 3" i/d 5mm thick | Rft | 251.4 | 1305.04 | m | 824.81 | 4281.62 | 14.6.4 ,
14-99 | Supply and Fixing of Chromium Plated tower bolt : 6" to 9" | Each | 65.36 | 332.66 | Each | 65.36 | 332.66 | 14.7, 14.8
14-100 | Supply and Fixing of Ball cock : 1/2" dia | Each | 65.36 | 435.94 | Each | 65.36 | 435.94 | 14.7.21 ,
14-101 | Supply and fixing of conduit pipe curtain railing coloured with ends head brackets and runner complete | Rft | 49.8 | 149.43 | m | 163.39 | 490.26 | 14.6 ,
14-102 | Providing & Fixing of SHOWER SET locally made complete with concealed T-STOP COCK for cold and hot water supply with mixer, swivel shower rose, long bib cock etc Complete in all respect. | Each | 298.8 | 22168.8 | Each | 298.8 | 22168.8 | 14.4 ,
14-103 | Providing, making & Fixing of of shower cabin of 8mm glass (Irosted & design) fixed with stainless steel brackets complete in all respects | Sft | 104.58 | 432.63 | m2 | 1125.28 | 4655.1 | 14.4 ,
14-104-a | Supply and Fixing of CP floor Truff Jalli with Grating 8"x8" complete | Each | 124.5 | 516.95 | Each | 124.5 | 516.95 | 14.4 ,
14-104-b | Supply and Fixing of CP floor Truff Jalli with Grating 6"x6" complete | Each | 124.5 | 395.45 | Each | 124.5 | 395.45 | 14.4 ,
14-105 | Supply and fixing of Glass Pane 5 mm Black colour best quality imported | Sft | 119.52 | 204.38 | m2 | 1286.04 | 2199.08 | 14.4, 14.5
14-106 | Providing and fixing chromium plated (CP) double angle cock, heavy duty of approved quality | Each | 104.58 | 863.96 | Each | 104.58 | 863.96 | 14.7.21 ,
14-107 | Providing and Fixing 3" x 1 1/2" tubular pipe for support on shed | Rft | 46.06 | 72.55 | m | 151.13 | 238.03 | 14.6.2 ,
14-108 | Providing and Fixing low level plastic flushing cistern 3 gallons (13.63) liters capacity, complete in all respects | Each | 249 | 3550.23 | Each | 249 | 3550.23 | 14.7.3
14-109 | Supply of Thermostat for Sui Gas water heater | Each | 261.45 | 3663.45 | Each | 261.45 | 3663.45 | 14.4, 14.5
14-110-a | Supply of pilot light for Sui Gas water heater of approved qualily | Each | 373.5 | 555.75 | Each | 373.5 | 555.75 | 14.4, 14.5
14-110-b | Supply of Pilot pipe of copper for Sui Gas water heater of Approved Quality | Each | 373.5 | 495 | Each | 373.5 | 495 | 14.4, 14.5
14-111 | Supply of spindle valve for Sui Gas heater | Each | 0 | 97.2 | Each | 0 | 97.2 | 14.4, 14.5
14-112 | Supply of flue pipe for sui gas water heater any-type and make | Rft | 0 | 8.51 | m | 0 | 27.9 | 14.4, 14.5
14-113 | Providing and Fixing PVC rubber pipe complete: 1/2" dia (light) | Rft | 37.85 | 85.23 | m | 124.17 | 279.64 | 14.6.3 ,
14-114 | Supply of themocouple for sui gas water heater | Each | 0 | 121.5 | Each | 0 | 121.5 | 14.4, 14.5
14-115-a | Supply of Burner (Triple) approved quality and design | Each | 0 | 12150 | Each | 0 | 12150 | 14.4, 14.5
14-115-b | Providing and Fixing of Suigas Burner (Double) Stainless steel best quality | Each | 373.5 | 10093.5 | Each | 373.5 | 10093.5 | 14.4, 14.5
14-116 | Supply & Installation of Heat Reflector of Brass sheet for fire place | Sft | 373.5 | 1254.38 | m2 | 4018.86 | 13497.08 | 14.4, 14.5
14-117 | Supply/Installation & making of Brass beading for fire place i/c cutting, bending & polishing of the same complete in all respect | Rft | 199.2 | 272.1 | m | 653.54 | 892.72 | 14.4, 14.5
14-118 | Supply/Installation & making of coal tray with gas fitting for fire place | Each | 311.25 | 1501.95 | Each | 311.25 | 1501.95 | 14.4, 14.5
14-119 | Replacement of Rail cocks & knobs system with heavy duty ball valves with specials to over come the'leakage of heavy pressure gas'for cooking range/oven. | Each | 498 | 1470 | Each | 498 | 1470 | 14.7.221
14-120 | Providing and Fixing stainless steel ball float valve of approved quality: 1/2" (13 mm) dia | Each | 104.58 | 833.58 | Each | 104.58 | 833.58 | 14.7.21
14-121 | Filling of Fire Extinguisher including all fittings complete in all respects. | kg | 119.52 | 484.02 | kg | 119.52 | 484.02 | 14.4, 14.5
14-122 | Supply and Fixing of suigas nab with screw | Each | 199.2 | 223.5 | Each | 199.2 | 223.5 | 14.4 ,
14-123-a | Providing and installing GI Bend 1/2" dia | Each | 119.52 | 244.91 | Each | 119.52 | 244.91 | 14.6.2 ,
14-123-b | Providing and installing GI Bend 3/4" dia | Each | 119.52 | 290.11 | Each | 119.52 | 290.11 | 14.6.2 ,
14-124 | Replacement of G.I water tenk new for water geezer 30/35 gallens | Each | 498 | 498 | Each | 498 | 498 | 14.4 ,
14-125 | Supply and fixing of 2-1/2 gallon capacity low level cistern Pak made (B/Quality) | Each | 373.5 | 3046.5 | Each | 373.5 | 3046.5 | 14.7.3
14-126 | Supply & fixing of floor trough with gritting complete as per approved design | Each | 186.75 | 429.75 | Each | 186.75 | 429.75 | 14.4 ,
14-127 | Providing and Fixing of Drawers / Almirah lock 808/505 best quality | Each | 196.09 | 378.34 | Each | 196.09 | 378.34 | 14.4 ,
14-128 | Providing and Fixing of hydraulic Door Closer heavy (Best Quality). | Each | 326.81 | 2756.81 | Each | 326.81 | 2756.81 | 14.4 ,
14-129 | Providing and Fixing of Brass sliding bolts 10" long (heavy) best quality | Each | 104.58 | 1441.08 | Each | 104.58 | 1441.08 | 14.4 ,
14-130 | Providing and Fixing of looking glass of approved quality | Each | 267.67 | 1004.57 | Each | 267.67 | 1004.57 | 14.7.9
14-131 | Providing and Fixing of curtain ends (crystal) design. | Pair | 79.68 | 322.68 | Pair | 79.68 | 322.68 | 14.4 ,
14-132 | Supply and Fixing of Bath sol (Best Quality) | Each | 373.5 | 19206 | Each | 373.5 | 19206 | 14.4 ,
14-133 | Supply and Fixing of vast coupling with mixing rod & cap (Golden) imported quality | Each | 373.5 | 1163.25 | Each | 373.5 | 1163.25 | 14.4 ,
14-134 | Supply and Fixing of Tarpal | Sft | 13.07 | 35.65 | m2 | 140.66 | 383.56 | 14.4 ,
14-135 | Supply and Fixing of MS Pipe 2" dia | Rft | 74.7 | 240.81 | m | 245.08 | 790.07 | 14.6.4 ,
14-136 | Supply and Fixing of steel sink heavy gauge double hole (6'x 1.5') | Each | 373.5 | 14953.5 | Each | 373.5 | 14953.5 | 14.7.16
14-137 | Supply & fixing of Syphone for flush tanki (Best Quality) | Each | 373.5 | 956.7 | Each | 373.5 | 956.7 | 14.7.3
14-138 | Supply & fixing of coiling Rose best quality | Each | 149.4 | 787.28 | Each | 149.4 | 787.28 | 14.4 ,
14-139 | Providing and fixing of approved quality and manufacturer best design Fire Extinguisher including all fittings complete in all respects. | Each | 298.8 | 15865.99 | Each | 298.8 | 15865.99 | 14.4, 14.5
14-140 | Passenger Elevator/Lift Providing and fixing of Passenger Lift (Elevator) of approved manufacturer including all fittings complete in all respects . | Each | 0 | 0 | Each | 0 | 0 | 14.4, 14.5
14-141-a | P/L approved quality UPVC pipes for water supply and gas supply i/c fitting, cutting, jointing, jointing material making holes in walls and filling the same with 1:4 CSM, excavation and back filling : 3" dia | Rft | 111.45 | 473.95 | m | 365.66 | 1554.97 | 14.4 ,
14-141-b | P/L approved quality UPVC pipes for water supply and gas supply i/c fitting, cutting, jointing, jointing material making holes in walls and filling the same with 1:4 CSM, excavation and back filling. : 4" dia | Rft | 125.57 | 692.84 | m | 411.98 | 2273.1 | 14.4 ,
14-142 | Supplying and fixing, bath tub Complete with all acceries of approved quality / make. | Each | 1992 | 16754.25 | Each | 1992 | 16754.25 | 14.7.17
14-143 | Providing and fixing 2" dia PVC gravel feed pipe including Sanitary seal to min. 20ft depth from top level of tube well, complete in all respects. | Job | 0 | 46170 | Job | 0 | 46170 | 14.4 ,
14-144-a | Supplying and Fixing UPVC soil waste and vent pipe class B : 6" dia | Rft | 57.58 | 1289.59 | m | 188.91 | 4230.94 | 14.4 ,
14-144-b | Supplying and Fixing UPVC soil waste and vent pipe class B : 4" dia | Rft | 46.06 | 703.14 | m | 151.13 | 2306.88 | 14.4 ,
14-144-c | Supplying and Fixing UPVC soil waste and vent pipe class B : 3" dia | Rft | 46.06 | 508.86 | m | 151.13 | 1669.48 | 14.4 ,
14-144-d | uPVC Soil, Waste and vent pipes conforming to ISO:3633 type "B" or BS-4514/5255 class "A" ,including imported rubber ring/solvent cement fittings, jointing, cutting, and breaking concrete/masonry and then making it good, applying painting, cleaning and testing etc. complete in all respects.(for sanitary drainage) : 2" dia | Rft | 38.28 | 321.01 | m | 125.6 | 1053.2 | 14.4 ,
14-144-e | uPVC Soil, Waste and vent pipes conforming to ISO:3633 type "B" or BS-4514/5255 class "A" ,including imported rubber ring/solvent cement fittings, jointing, cutting, and breaking concrete/masonry and then making it good, applying painting, cleaning and testing etc. complete in all respects.(for sanitary drainage) : 1-1/2" dia | Rft | 38.28 | 227.82 | m | 125.6 | 747.45 | 14.4 ,
14-145-a | Providing and fixing Fire Extinguisher of approved quality and manufacturer best design including all fittings complete in all respects. : 6kg | Each | 373.5 | 8271 | Each | 373.5 | 8271 | 14.4, 14.5
14-145-b | Providing and fixing Fire Extinguisher of approved quality and manufacturer best design including all fittings complete in all respects. : 2kg | Each | 373.5 | 5233.5 | Each | 373.5 | 5233.5 | 14.4, 14.5
14-146 | Fire Hose cabinet with 30 meter Hose Reel and Nozzle Complete with accessories | Each | 373.5 | 61123.5 | Each | 373.5 | 61123.5 | 14.4, 14.5
14-147 | Providing & Fixing of uPVC Floor Drain of dia 5" with P-Trap of approved quality with M.S Grating of 5 Inches dia hole with minimum outlet of drain should be 3 Inches complete in all respect. | Job | 622.5 | 5299.19 | Job | 622.5 | 5299.19 | 14.4 ,
14-148 | Providing and Fixing Electrically Operated drinking water cooler of 100 gallons storage capacity with DX COIL based on R134,compressor and air-cooled condenser with storage tank of S/S 314 with TAPS including TRIPP LET FILTER complete in all respects | Each | 0 | 157950 | Each | 0 | 157950 | 14.4, 14.5
14-149 | Providing and fixing of RCC pipe for power cable, including excavation, sand bedding, back-filling, accessories, manholes, etc. in the followinq sizes: 150 mm dia | Each | 284.11 | 1193.05 | Each | 284.11 | 1193.05 | 14.4 ,
14-150 | Supply and fixing 25mm dia baker rod in expansion joint | Rft | 87.15 | 153.98 | m | 285.93 | 505.17 | 14.4, 14.5
14-151 | Providing and applying polysulphide sealant of and colour in expansion joint | Rft | 17.43 | 41.73 | m | 57.19 | 136.91 | 14.4 ,
14-152 | Supply and Fixing of NES-GAS Electric Water Cooler 45 Gallons (Local) | Each | 0 | 38880 | Each | 0 | 38880 | 14.4 ,
14-153-a | Providing and fixing of tempered glass of approved quality and color including all flitting complete in all respects a) 5 mm Thick | Sft | 249 | 440.46 | m2 | 2679.24 | 4739.39 | 14.4 ,
14-153-b | Providing and fixing of tempered glass of approved quality and color including all fiitting complete in all respects b) 8 mm Thick | Sft | 249 | 564.09 | m2 | 2679.24 | 6069.61 | 14.4 ,
14-153-c | Providing and fixing of tempered glass of approved quality and color including all fiitting complete in all respects c) 12mm Thick | Sft | 249 | 711.71 | m2 | 2679.24 | 7658.03 | 14.4 ,
14-154 | Supply and Installation of G.I. water pipes conforming to BS-1387 (1985), Medium Grade, I/c all fittings, wraping polythene tape, giving anticorrosion treatment, applying protective painting, making holes in concrete or masonry and then repairing holes, flushing, disinfecting, testing and commissioning etc. of the following diameters. 2" dia | Rft | 669.19 | 1393.06 | m | 2195.5 | 4570.39 | 14.6.2,
14-155 | Galvanised MS ladder rings 3/4" dia inside and outside water tanks; Each rung of 12" width, 6" projected outside the wall and 6" embeded in RCC on both ends; including all necessary works for complete installation. | kg | 229.08 | 490.3 | kg | 229.08 | 490.3 | 14.4 ,
14-156 | Bitumen coated cast Iron grating cover with frame conforming to BS-497, on catchpits, including all fittings for complete installation. 24"x24" (70 KG) | Each | 286.35 | 4791.23 | Each | 286.35 | 4791.23 | 14.4 ,
14-157 | P-Trap (uPVC) for squatting type WC. | Each | 257.71 | 1356.74 | Each | 257.71 | 1356.74 | 14.6.3 ,
14-158 | Grab bar (ROCA make) with W.C of special person's toilet including all fittings with complete installation. | No | 448.2 | 2363.04 | No | 448.2 | 2363.04 | 14.4 ,
14-159 | Undercounter Vanity type wash hand basin of approved make, colour, size, shape and quality, including jointing and sealing material, etc. with all accessories for complete installation. | Each | 535.35 | 8114.64 | Each | 535.35 | 8114.64 | 14.7.4
14-160-a | Supply and installation of Electric Water Heaters522of following capacity, including check valve at inlet and all accessories for complete installation. 10 Gallons | Each | 224.1 | 16626.6 | Each | 224.1 | 16626.6 | 14.4 ,
14-160-b | Electric water coolers of 40 gallons capacityincluding inlet and outlet connections, gate valve on inlet, electric connection upto power socket, and all other accessories for complete installation. | Each | 149.4 | 39029.4 | Each | 149.4 | 39029.4 | 14.4 ,
14-161 | Triple water filter (10") including inlet and outlet522connections, power supply, and all accessories for complete installation. | Each | 224.1 | 8752.79 | Each | 224.1 | 8752.79 | 14.4 ,
14-162-a | G.I. water pipes (cold and hot water, in ducts & in522exposed condition) Conforming to BS-1387(1985), Medium Grade, I/c all fittings, wraping glasswool thermal insulation with aluminium vapour barrier, making holes in concrete or masonry and then repairing holes, supports and hangers etc. of approved make of the following diameters, complete in all respects: (a) 1 inch | Rft | 217.88 | 572.21 | m | 714.81 | 1877.31 | 14.6.2,
14-162-b | G.I. water pipes (cold and hot water, in ducts & in522exposed condition) Conforming to BS-1387(1985), Medium Grade, I/c all fittings, wraping glasswool thermal insulation with aluminium vapour barrier, making holes in concrete or masonry and then repairing holes, supports and hangers etc. of approved make of the following diameters, complete in all respects: (b) 1-1/4 inch | Rft | 217.88 | 673.5 | m | 714.81 | 2209.63 | 14.6.2,
14-162-c | G.I. water pipes (cold and hot water, in ducts & in522exposed condition) Conforming to BS-1387(1985), Medium Grade, I/c all fittings, wraping glasswool thermal insulation with aluminium vapour barrier, making holes in concrete or masonry and then repairing holes, supports and hangers etc. of approved make of the following diameters, complete in all respects: (c) 1-1/2 inch | Rft | 217.88 | 743 | m | 714.81 | 2437.68 | 14.6.2,
14-163-a | G.I. water pipes (in burried conditions)522conforming to BS-1387, Medium Grade, I/c allfittings, wraping polythene tape, giving anticorrosion treatment, applying protective painting, making holes in concrete or masonry and then repairing holes, flushing, disinfecting, testing and commissioning etc. of approved make, of the following diameters,complete in all respects. 3/4" (20 mm) Nominal Pipe Size (NPS) | Rft | 20.47 | 251.23 | m | 67.15 | 824.24 | 14.6.2,
14-163-b | G.I. water pipes (in burried conditions)522conforming to BS-1387, Medium Grade, I/c allfittings, wraping polythene tape, giving anticorrosion treatment, applying protective painting, making holes in concrete or masonry and then repairing holes, flushing, disinfecting, testing and commissioning etc. of approved make, of the following diameters,complete in all respects. 1" ( 25 mm) Nominal Pipe Size (NPS) | Rft | 20.47 | 371.96 | m | 67.15 | 1220.33 | 14.6.2,
14-163-c | G.I. water pipes (in burried conditions)522conforming to BS-1387, Medium Grade, I/c allfittings, wraping polythene tape, giving anticorrosion treatment, applying protective painting, making holes in concrete or masonry and then repairing holes, flushing, disinfecting, testing and commissioning etc. of approved make, of the following diameters,complete in all respects. 1W ( 32 mm) Nominal Pipe Size (NPS) | Rft | 22.81 | 474.94 | m | 74.83 | 1558.21 | 14.6.2,
14-163-d | G.I. water pipes (in burried conditions)522conforming to BS-1387, Medium Grade, I/c allfittings, wraping polythene tape, giving anticorrosion treatment, applying protective painting, making holes in concrete or masonry and then repairing holes, flushing, disinfecting, testing and commissioning etc. of approved make, of the following diameters,complete in all respects. 'm" (40 mm) Nominal Pipe Size (NPS) | Rft | 23.56 | 543.5 | m | 77.28 | 1783.12 | 14.6.2,
14-164 | uPVC Multi Floor Trap (110x75mm) including522strainer; supports; making required number of connections; breaking concrete or masonry work & then making it good; etc. | Each | 435.75 | 1942.35 | Each | 435.75 | 1942.35 | 14.6.3 ,
14-165-a | uPVC floor Cleanout including 2 No. 45o elbowstransition pipe, SS screwed plug/cover assembly jointed air-tight with pipe, breaking concrete or masonry work & then making it good, etc. complete in all respects. (i) 3" dia | Each | 435.75 | 1475.79 | Each | 435.75 | 1475.79 | 14.6.3 ,
14-165-b | uPVC floor Cleanout including 2 No. 45o elbowstransition pipe, SS screwed plug/cover assembly jointed air-tight with pipe, breaking concrete or masonry work & then making it good, etc. complete in all respects. (ii) 4" dia | Each | 435.75 | 2271.61 | Each | 435.75 | 2271.61 | 14.6.3 ,
14-166 | Supply & installation of cast iron roof drain, including strainer, flashing material, and all accessories for complete installation, as per specifications. 4 inches dia | Rft | 149.4 | 664.95 | m | 490.16 | 2181.59 | 14.6.1
14-167-a | Brass/Bronze Gate valves on water supply pipesconforming to BS standards of approved quality,including jointing arrangement of pipes on bothends of valves; nuts, bolts etc. complete in all respects, of following internal diameters. (i) 3/4 " | Each | 14.94 | 1564.06 | Each | 14.94 | 1564.06 | 14.4 ,
14-167-b | Brass/Bronze Gate valves on water supply pipes, conforming to BS standards of approved quality, including jointing arrangement of pipes on both ends of valves; nuts, bolts etc. complete in all respects, of following internal diameters. (i) 1-1/2 " | Each | 14.94 | 2406.79 | Each | 14.94 | 2406.79 | 14.4 ,
14-168 | Brass/Bronze swing type check valves on water supply pipes, conforming to BS standards, including jointing arrangement of pipes on both ends of valves; nuts, bolts etc. complete in all respects, of following internal diameters. (i) 1-1/4 " | Each | 14.94 | 4352.49 | Each | 14.94 | 4352.49 | 14.4 ,
14-169 | Air relief valves, of approved make (Italy or equivalent), including jointing arrangement with pipe; nuts, bolts etc. complete in all respects. (i) 3/4 " | Each | 29.88 | 1702.94 | Each | 29.88 | 1702.94 | 14.7.21
14-170 | Cowel on vent pipes of the following diameter. (i) 3" | Each | 14.94 | 713.57 | Each | 14.94 | 713.57 | 14.4 ,
14-171-a | Suppling and fixing of bell mouth with collar including testing of joint, complete in all respects as specified. 3" dia | No | 230.32 | 3109.88 | No | 230.32 | 3109.88 | 14.4 ,
14-171-b | Suppling and fixing of bell mouth with collar including testing of joint, complete in all respects as specified. 4" dia | No | 230.32 | 3741.68 | No | 230.32 | 3741.68 | 14.4 ,
14-172-a | Supplying and fixing of Dry Chemical Powder Fire Extinguisher 6Kg Capacity complete in all respect | Each | 62.25 | 7959.75 | Each | 62.25 | 7959.75 | 14.4, 14.5
14-172-b | Supplying and fixing of Foam Type fire extinguishers capacity 12 liters complete in all respect | Each | 62.25 | 11604.75 | Each | 62.25 | 11604.75 | 14.4, 14.5
14-173 | Providing & Laying 150 Micron thick Polythene Sheet as per instructions of the Engineer-in-Charge, Complete in all respects. | Kg | 179.28 | 483.03 | Kg | 179.28 | 483.03 | 14.4, 14.5
14-174 | 8" dia. MS filter Screen pipe of 4.5mm thickness & 1/16" slot opening | Rft | 460.65 | 1918.65 | m | 1511.32 | 6294.78 | 14.4 ,
14-175 | Provifing and fixing of teek wood water level522gauge of approved quality complete in all repects. | Job | 199.2 | 26321.7 | Job | 199.2 | 26321.7 | 14.4 ,
14-176 | Providing and fixing sluice valve of BSS quality (BS 5163) and weight Class 'B' for Cast Iron &522AC pipe line (including cost of jointing material):-a) 2.5" (75 mm) dia of Valve | Each | 460.65 | 24973.52 | Each | 460.65 | 24973.52 | 24.3.5.6.2
14-177-a | Providing and Fixing Sonex Wall Shower Set522151/153 C.P | Each | 149.4 | 24024.15 | Each | 149.4 | 24024.15 | 14.4 ,
14-177-b | Providing and Fixing Sonex Wall Shower Set5224021/4023 C.P | Each | 149.4 | 16551.9 | Each | 149.4 | 16551.9 | 14.4 ,
14-177-c | Providing and Fixing Best Quality Wall Shower522Set 981/83 C.P | Each | 149.4 | 34294.55 | Each | 149.4 | 34294.55 | 14.4 ,
14-177-d | Providing and Fixing Best Quality Wall Shower522Set 671/73 C.P | Each | 149.4 | 36182.66 | Each | 149.4 | 36182.66 | 14.4 ,
15-01-a-01 | Supply and Erection MS conduit pipe for wiring purpose comp. on surface including clamps etc: 1/2" i/d | Rft | 17.93 | 48.92 | m | 58.82 | 160.51 | 15.2.3
15-01-a-02 | Supply and Erection MS conduit pipe for wiring purpose comp. On surface including clamps etc: 3/4" i/d | Rft | 17.93 | 56.56 | m | 58.82 | 185.55 | 15.2.3
15-01-a-03 | Supply and Erection MS conduit pipe for wiring purpose comp. On surface including clamps etc: 1" i/d | Rft | 17.93 | 69.05 | m | 58.82 | 226.55 | 15.2.3
15-01-a-04 | Supply and Erection MS conduit pipe for wiring purpose comp. On surface including clamps etc: 1.25" i/d | Rft | 17.93 | 75.24 | m | 58.82 | 246.86 | 15.2.3
15-01-a-05 | Supply and Erection MS conduit pipe for wiring purpose comp. On surface including clamps etc: 1.5" i/d | Rft | 17.93 | 82.42 | m | 58.82 | 270.4 | 15.2.3
15-01-a-06 | Supply and Erection MS conduit pipe for wiring purpose comp. On surface including clamps etc: 2" i/d | Rft | 17.93 | 102.82 | m | 58.82 | 337.34 | 15.2.3
15-01-b-01 | Supply and Erection MS conduit pipe for wiring purpose comp. Recessed in walls including chase etc : 1/2" i/d | Rft | 44.82 | 118.04 | m | 147.05 | 387.26 | 15.2.3
15-01-b-02 | Supply and Erection MS conduit pipe for wiring purpose comp. Recessed in walls including chase etc : 3/4" i/d | Rft | 44.82 | 127.07 | m | 147.05 | 416.9 | 15.2.3
15-01-b-03 | Supply and Erection MS conduit pipe for wiring purpose comp. Recessed in walls including chase etc : 1" i/d | Rft | 44.82 | 141.74 | m | 147.05 | 465.02 | 15.2.3
15-01-b-04 | Supply and Erection MS conduit pipe for wiring purpose comp. Recessed in walls including chase etc : 1.25" i/d | Rft | 44.82 | 150.1 | m | 147.05 | 492.44 | 15.2.3
15-01-b-05 | Supply and Erection MS conduit pipe for wiring purpose comp. Recessed in walls including chase etc : 1.5" i/d | Rft | 44.82 | 170.03 | m | 147.05 | 557.84 | 15.2.3
15-01-b-06 | Supply and Erection MS conduit pipe for wiring purpose comp. Recessed in walls including chase etc : 2" i/d | Rft | 44.82 | 198.85 | m | 147.05 | 652.4 | 15.2.3
15-02-a-01 | Supply and Erection PVC pipe for wiring purpose complete On surface including clamps etc: 1/2" i/d | Rft | 8.96 | 26.9 | m | 29.41 | 88.25 | 15.2.4
15-02-a-02 | Supply and Erection PVC pipe for wiring purpose complete On surface including clamps etc: 3/4" i/d | Rft | 8.96 | 32.03 | m | 29.41 | 105.09 | 15.2.4
15-02-a-03 | Supply and Erection PVC pipe for wiring purpose complete On surface including clamps etc: 1" i/d | Rft | 8.96 | 37.24 | m | 29.41 | 122.16 | 15.2.4
15-02-a-04 | Supply and Erection PVC pipe for wiring purpose complete On surface including clamps etc: 1.25" i/d | Rft | 13.45 | 48.08 | m | 44.11 | 157.74 | 15.2.4
15-02-a-05 | Supply and Erection PVC pipe for wiring purpose complete On surface including clamps etc: 1.5" i/d | Rft | 17.93 | 56.52 | m | 58.82 | 185.44 | 15.2.4
15-02-a-06 | Supply and Erection PVC pipe for wiring purpose complete On surface including clamps etc: 2" i/d | Rft | 11.95 | 58.61 | m | 39.21 | 192.29 | 15.2.4
15-02-a-07 | Supply and Erection PVC pipe for wiring purpose complete On surface including clamps etc: 3" i/d | Rft | 13.45 | 68.31 | m | 44.11 | 224.12 | 15.2.4
15-02-a-08 | Supply and Erection PVC pipe for wiring purpose complete On surface including clamps etc: 4" i/d | Rft | 17.93 | 95.88 | m | 58.82 | 314.55 | 15.2.4
15-02-b-01 | Supply and Erection PVC pipe for wiring purpose complete Recessed in walls including chase etc : 1/2" i/d | Rft | 41.83 | 74.19 | m | 137.24 | 243.4 | 15.2.4
15-02-b-02 | Supply and Erection PVC pipe for wiring purpose complete Recessed in walls including chase etc : 3/4" i/d | Rft | 41.83 | 92.03 | m | 137.24 | 301.93 | 15.2.4
15-02-b-03 | Supply and Erection PVC pipe for wiring purpose complete Recessed in walls including chase etc : 1" i/d | Rft | 41.83 | 92.22 | m | 137.24 | 302.56 | 15.2.4
15-02-b-04 | Supply and Erection PVC pipe for wiring purpose complete Recessed in walls including chase etc : 1.25" i/d | Rft | 41.83 | 120.14 | m | 137.24 | 394.17 | 15.2.4
15-02-b-05 | Supply and Erection PVC pipe for wiring purpose complete Recessed in walls including chase etc : 1.5" i/d | Rft | 50.8 | 136.6 | m | 166.65 | 448.15 | 15.2.4
15-02-b-06 | Supply and Erection PVC pipe for wiring purpose complete Recessed in walls including chase etc : 2" i/d | Rft | 59.76 | 135.12 | m | 196.06 | 443.3 | 15.2.4
15-02-b-07 | Supply and Erection PVC pipe for wiring purpose complete Recessed in walls including chase etc : 3" i/d | Rft | 70.22 | 160.88 | m | 230.37 | 527.83 | 15.2.4
15-02-b-08 | Supply and Erection PVC pipe for wiring purpose complete Recessed in walls including chase etc : 4" i/d | Rft | 83.66 | 210.42 | m | 274.49 | 690.37 | 15.2.4
15-03-a | Supply and Erection GI flexible pipe for wiring purpose complete 1/2" i/d | Rft | 10.27 | 70.87 | m | 33.7 | 232.52 | 15.2.5
15-03-b | Supply and Erection GI flexible pipe for wiring purpose complete 3/4" i/d | Rft | 10.27 | 55.56 | m | 33.7 | 182.3 | 15.2.5
15-03-c | Supply and Erection GI flexible pipe for wiring purpose complete 1" i/d | Rft | 17.55 | 70.47 | m | 57.59 | 231.2 | 15.2.5
15-03-d | Supply and Erection GI flexible pipe for wiring purpose complete 1.25" i/d | Rft | 19.05 | 82.82 | m | 62.5 | 271.73 | 15.2.5
15-03-e | Supply and Erection GI flexible pipe for wiring purpose complete 1.5" i/d | Rft | 19.05 | 93.85 | m | 62.5 | 307.91 | 15.2.5
15-03-f | Supply and Erection GI flexible pipe for wiring purpose complete 2" i/d | Rft | 30.63 | 126.26 | m | 100.48 | 414.24 | 15.2.5
15-03-g | Supply and Erection GI flexible pipe for wiring purpose complete 3" i/d | Rft | 32.12 | 177.64 | m | 105.38 | 582.79 | 15.2.5
15-04-a | Supply and Erection Sahl wood strip batten for wiring complete 1/2" | Rft | 5.6 | 12.18 | m | 18.38 | 39.95 | 15.2.6
15-04-b | Supply and Erection Sahl wood strip batten for wiring complete 3/4" | Rft | 5.6 | 13.39 | m | 18.38 | 43.94 | 15.2.6
15-04-c | Supply and Erection Sahl wood strip batten for wiring complete 1" | Rft | 5.6 | 23.11 | m | 18.38 | 75.83 | 15.2.6
15-05-a | Supply and Erection single core PVC insulated copper conductor 250/440 V grade cable : 3/0.029" 1/2" i/d | Rft | 5.98 | 22.32 | m | 19.61 | 73.22 | 15.3.1
15-05-b | Supply and Erection single core PVC insulated copper conductor 250/440 V grade cable : 3/0.036" | Rft | 5.98 | 29.55 | m | 19.61 | 96.94 | 15.3.1
15-05-c | Supply and Erection single core PVC insulated copper conductor 250/440 V grade cable : 7/0.029" | Rft | 5.98 | 41.21 | m | 19.61 | 135.21 | 15.3.1
15-05-d | Supply and Erection single core PVC insulated copper conductor 250/440 V grade cable : 7/0.036" | Rft | 5.98 | 51.54 | m | 19.61 | 169.09 | 15.3.1
15-05-e | Supply and Erection single core PVC insulated copper conductor 250/440 V grade cable : 7/0.044" | Rft | 14.94 | 81.72 | m | 49.02 | 268.1 | 15.3.1
15-05-f | Supply and Erection single core PVC insulated copper conductor 250/440 V grade cable : 7/0.064" | Rft | 22.41 | 193.73 | m | 73.52 | 635.58 | 15.3.1
15-05-g | Supply and Erection single core PVC insulated copper conductor 250/440 V grade cable : 19/0.064" | Rft | 37.35 | 289.85 | m | 122.54 | 950.96 | 15.3.1
15-06-a | Supply and Erection single core PVC insulated+sheathed copper conductor 250/440 V grade cable : 3/0.029" | Rft | 10.46 | 26.51 | m | 34.31 | 86.97 | 15.3.1
15-06-b | Supply and Erection single core PVC insulated+sheathed copper conductor 250/440 V grade cable : 3/0.036" | Rft | 10.46 | 34.03 | m | 34.31 | 111.64 | 15.3.1
15-06-c | Supply and Erection single core PVC insulated+sheathed copper conductor 250/440 V grade cable : 7/0.029" | Rft | 11.95 | 46.94 | m | 39.21 | 154.02 | 15.3.1
15-06-d | Supply and Erection single core PVC insulated+sheathed copper conductor 250/440 V grade cable : 7/0.036" | Rft | 11.95 | 57.02 | m | 39.21 | 187.06 | 15.3.1
15-06-e | Supply and Erection single core PVC insulated+sheathed copper conductor 250/440 V grade cable : 7/0.044" | Rft | 19.42 | 84.78 | m | 63.72 | 278.14 | 15.3.1
15-06-f | Supply and Erection single core PVC insulated+sheathed copper conductor 250/440 V grade cable : 7/0.064" | Rft | 29.88 | 200.05 | m | 98.03 | 656.34 | 15.3.1
15-07-a | Supply and Erection single core PVC insulated & sheathed copper conductor, 660/1100V cable : 7/0.064" | Rft | 29.88 | 188.55 | m | 98.03 | 618.59 | 15.3.1
15-07-b | Supply and Erection single core PVC insulated & sheathed copper conductor, 660/1100V cable : 19/0.052" | Rft | 50.8 | 315.68 | m | 166.65 | 1035.69 | 15.3.1
15-07-c | Supply and Erection single core PVC insulated & sheathed copper conductor, 660/1100V cable : 19/0.064" | Rft | 50.8 | 413.49 | m | 166.65 | 1356.58 | 15.3.1
15-07-d | Supply and Erection single core PVC insulated & sheathed copper conductor, 660/1100V cable : 19/0.083" | Rft | 74.7 | 737.41 | m | 245.08 | 2419.32 | 15.3.1
15-07-e | Supply and Erection single core PVC insulated & sheathed copper conductor, 660/1100V cable : 37/0.072" | Rft | 186.75 | 1122.39 | m | 612.7 | 3682.37 | 15.3.1
15-07-f | Supply and Erection single core PVC insulated & sheathed copper conductor, 660/1100V cable : 37/0.083" | Rft | 186.75 | 1361.68 | m | 612.7 | 4467.45 | 15.3.1
15-07-g | Supply and Erection single core PVC insulated & sheathed copper conductor, 660/1100V cable : 37/0.103" | Rft | 186.75 | 1995.4 | m | 612.7 | 6546.58 | 15.3.1
15-08-a | Supply and Erection twin core PVC insulated & sheathed copper conductor 250/440 V grade cable : 3/0.029" | Rft | 7.47 | 59.24 | m | 24.51 | 194.36 | 15.3.1
15-08-b | Supply and Erection twin core PVC insulated & sheathed copper conductor 250/440 V grade cable : 3/0.036" | Rft | 7.47 | 80.18 | m | 24.51 | 263.04 | 15.3.1
15-08-c | Supply and Erection twin core PVC insulated & sheathed copper conductor 250/440 V grade cable : 7/0.029" | Rft | 10.46 | 86.54 | m | 34.31 | 283.93 | 15.3.1
15-08-d | Supply and Erection twin core PVC insulated & sheathed copper conductor 250/440 V grade cable : 7/0.036" | Rft | 10.46 | 88.1 | m | 34.31 | 289.03 | 15.3.1
15-08-e | Supply and Erection twin core PVC insulated & sheathed copper conductor 250/440 V grade cable : 7/0.044" | Rft | 10.46 | 126.6 | m | 34.31 | 415.35 | 15.3.1
15-08-f | Supply and Erection twin core PVC insulated & sheathed copper conductor 250/440 V grade cable : 7/0.064" | Rft | 10.46 | 340.11 | m | 34.31 | 1115.85 | 15.3.1
15-09-a | Supply and Erection MS sheet box of 16 SWG, 4"deep with 3/16" thick bakelite sheet top etc. complete : 4"x4" | Each | 112.05 | 199.27 | Each | 112.05 | 199.27 | 15.3.1,
15-09-b | Supply and Erection MS sheet box of 16 SWG, 4"deep with 3/16" thick bakelite sheet top etc. complete : 7"x4" | Each | 149.4 | 264.61 | Each | 149.4 | 264.61 | 15.3.1,
15-09-c | Supply and Erection MS sheet box of 16 SWG, 4"deep with 3/16" thick bakelite sheet top etc. complete : 9"x4" | Each | 186.75 | 321.42 | Each | 186.75 | 321.42 | 15.3.1,
15-09-d | Supply and Erection MS sheet box of 16 SWG, 4"deep with 3/16" thick bakelite sheet top etc. complete : 8"x10" | Each | 224.1 | 433.08 | Each | 224.1 | 433.08 | 15.3.1,
15-09-e | Supply and Erection MS sheet box of 16 SWG, 4"deep with 3/16" thick bakelite sheet top etc. complete : 10"x12" | Each | 268.92 | 516.57 | Each | 268.92 | 516.57 | 15.3.1,
15-09-f | Supply and Erection MS sheet box of 16 SWG, 4"deep with 3/16" thick bakelite sheet top etc. complete : 12"x14" | Each | 313.74 | 568.45 | Each | 313.74 | 568.45 | 15.3.1,
15-10-a | Supply and Erection Sahl wood board, 1.75" deep : 3"x3" dia | Rft | 22.41 | 61.29 | m | 73.52 | 201.08 | 15.3.1,
15-10-b | Supply and Erection Sahl wood board, 1.75" deep : 4"x4" | Each | 67.23 | 118.26 | Each | 67.23 | 118.26 | 15.3.1,
15-10-c | Supply and Erection Sahl wood board, 1.75" deep : 7"x4" | Each | 67.23 | 130.41 | Each | 67.23 | 130.41 | 15.3.1,
15-10-d | Supply and Erection Sahl wood board, 1.75" deep : 8"x10" | Each | 67.23 | 142.56 | Each | 67.23 | 142.56 | 15.3.1,
15-10-e | Supply and Erection Sahl wood board, 1.75" deep : 10"x12" | Each | 74.7 | 174.33 | Each | 74.7 | 174.33 | 15.3.1,
15-10-f | Supply and Erection Sahl wood board, 1.75" deep : 12"x14" | Each | 74.7 | 222.93 | Each | 74.7 | 222.93 | 15.3.1,
15-11-a-01 | Supply and Erection of iron/aluminium clad, 500V main switch Double pole : 15/20 Amp. | Each | 149.4 | 679.95 | Each | 149.4 | 679.95 | 15.4.1,
15-11-a-02 | Supply and Erection of iron/aluminium clad, 500V main switch Double pole : 30/35 Amp | Each | 149.4 | 959.4 | Each | 149.4 | 959.4 | 15.4.1,
15-11-a-03 | Supply and Erection iron/aluminium clad 500 volts main switch Double Pole : 60/65 Amp | Each | 224.1 | 1520.1 | Each | 224.1 | 1520.1 | 15.4.1,
15-11-a-04 | Supply and Erection iron/aluminium clad 500 volts main switch Double Pole : 100 Amp | Each | 224.1 | 4031.1 | Each | 224.1 | 4031.1 | 15.4.1,
15-11-b-01 | Supply and Erection of iron/aluminium clad, 500V main switch Triple pole with neutral link : 15/20 Amp. | Each | 298.8 | 1108.8 | Each | 298.8 | 1108.8 | 15.4.1,
15-11-b-02 | Supply and Erection of iron/aluminium clad, 500V main switch Triple pole with neutral link : 30/35 Amp. | Each | 298.8 | 1230.3 | Each | 298.8 | 1230.3 | 15.4.1,
15-11-b-03 | Supply and Erection of iron/aluminium clad, 500V main switch Triple pole with neutral link : 60/65 Amp. | Each | 373.5 | 2722.5 | Each | 373.5 | 2722.5 | 15.4.1,
15-11-b-04 | Supply and Erection of iron/aluminium clad, 500V main switch Triple pole with neutral link : 100 Amp. | Each | 373.5 | 4990.5 | Each | 373.5 | 4990.5 | 15.4.1,
15-11-b-05 | Supply & Erection of 200 Amp Main switch | Each | 373.5 | 10093.5 | Each | 373.5 | 10093.5 | 15.4.5
15-11-b-06 | Supply & Erection of Change over switch 100 Amp | Each | 298.8 | 10018.8 | Each | 298.8 | 10018.8 | 15.4.5
15-11-b-07 | Supply & Erection of Change over switch 200 Amp | Each | 298.8 | 17308.8 | Each | 298.8 | 17308.8 | 15.4.5
15-11-b-08 | Supply & Erection of Change over switch 600 Amp | Each | 298.8 | 36748.8 | Each | 298.8 | 36748.8 | 15.4.5
15-11-b-09 | Supply & Erection of Change over switch 500 Amp | Each | 298.8 | 34318.8 | Each | 298.8 | 34318.8 | 15.4.5
15-11-b-10 | Supply & Erection of 600 Amp main switch | Each | 298.8 | 14878.8 | Each | 298.8 | 14878.8 | 15.4.5
15-11-b-11 | Supply & Erection of 400 Amp main switch | Each | 298.8 | 11841.3 | Each | 298.8 | 11841.3 | 15.4.5
15-11-b-12 | Supply & Erection of 300 Amp main switch | Each | 298.8 | 10626.3 | Each | 298.8 | 10626.3 | 15.4.5
15-12-a | Supply and Erection or iron/aluminium clad, 500V main switch with triple pole, complete : 60 Amp. | Each | 373.5 | 3168 | Each | 373.5 | 3168 | 15.4.1,
15-12-b | Supply and Erection or iron/aluminium clad, 500V main switch with triple pole, complete : 100 Amp. | Each | 373.5 | 3714.75 | Each | 373.5 | 3714.75 | 15.4.1,
15-12-c | Supply and Erection or iron/aluminium clad, 500V main switch with triple pole, complete : 200 Amp. | Each | 298.8 | 5766.3 | Each | 298.8 | 5766.3 | 15.4.1,
15-12-d | Supply and Erection or iron/aluminium clad, 500V main switch with triple pole, complete : 300 Amp. | Each | 298.8 | 7406.55 | Each | 298.8 | 7406.55 | 15.4.1,
15-12-e | Supply and Erection or iron/aluminium clad, 500V main switch with triple pole, complete : 500 Amp. | Each | 298.8 | 12448.8 | Each | 298.8 | 12448.8 | 15.4.1,
15-12-f | Supply & Erection of Brass Bar 5000 Amp | Each | 37.35 | 12187.35 | Each | 37.35 | 12187.35 | 15.4.25
15-12-g | Supply & Erection of Brass Bar3000 Amp | Each | 37.35 | 9757.35 | Each | 37.35 | 9757.35 | 15.4.25
15-13 | Supply and Erection plain pendent lamp holder, complete with bakelite lamp holder & flexible twin wire of 2m | Each | 14.94 | 1148.4 | Each | 14.94 | 1148.4 | 15.4.15
15-14 | Supply and Erection 9" long swan neck plain brass/steel/brass oxidised bracket lamp holder, complete | Each | 28.39 | 76.99 | Each | 28.39 | 76.99 | 15.4.15
15-15 | Supply and Erection wall/pole type bracket with double cover water tight reflector, flexible wire & brass holder | Each | 59.76 | 278.46 | Each | 59.76 | 278.46 | 15.4.15
15-16 | Supply and Erection call bell 220/250V, fixed on Sahl wood board 7"x4" | Each | 37.35 | 147.38 | Each | 37.35 | 147.38 | 15.4.1
15-17 | Supply and Erection bell push or bed switch, with 5m. twin flexible wire 23/0.0076" | Each | 10.46 | 259 | Each | 10.46 | 259 | 15.4.1
15-18-a | Supply and Erection switches 10/15 Amp : Open type | Each | 22.41 | 61.29 | Each | 22.41 | 61.29 | 15.4.1,
15-18-b | Supply and Erection switches 10/15 Amp : Recessed type | Each | 22.41 | 122.04 | Each | 22.41 | 122.04 | 15.4.1,
15-19-a | Supply and Erection 3 pin 10/15 Amp. wall socket : Open type | Each | 37.35 | 82.31 | Each | 37.35 | 82.31 | 15.4.1,
15-19-b | Supply and Erection 3 pin 10/15 Amp. wall socket : Recessed | Each | 37.35 | 149.13 | Each | 37.35 | 149.13 | 15.4.1
15-20-a | Supply and Erection 3 pin switch & plug combined recessed type : 5 Amp | Each | 37.35 | 586.53 | Each | 37.35 | 586.53 | 15.4.1,
15-20-b | Supply and Erection 3 pin switch & plug combined recessed type : 10/15 Amp | Each | 37.35 | 647.28 | Each | 37.35 | 647.28 | 15.4.1,
15-21 | Supply and Erection 3 pin 10/15 Amp. wall socket with shoe open type | Each | 37.35 | 647.28 | Each | 37.35 | 647.28 | 15.4.1,
15-22-a | Supply and Erection button holder/angle holder Bakelite large size | Each | 19.42 | 70.45 | Each | 19.42 | 70.45 | 15.4.1,
15-22-b | Supply and Erection button holder/angle holder Brass | Each | 19.42 | 167.65 | Each | 19.42 | 167.65 | 15.4.1
15-23-a | Supply and Erection porcelain fuses (china made) with plastic sheet base on angle iron board : 10/15 Amp. | Each | 37.35 | 158.85 | Each | 37.35 | 158.85 | 15.4.2
15-23-b | Supply and Erection porcelain fuses (china made) with plastic sheet base on angle iron board : 30 Amp. | Each | 37.35 | 219.6 | Each | 37.35 | 219.6 | 15.4.2
15-23-c | Supply and Erection porcelain fuses (china made) with plastic sheet base on angle iron board : 60 Amp. | Each | 37.35 | 559.8 | Each | 37.35 | 559.8 | 15.4.2
15-23-d | Supply and Erection porcelain fuses (china made) with plastic sheet base on angle iron board : 100 Amp. | Each | 37.35 | 1155.15 | Each | 37.35 | 1155.15 | 15.4.2
15-23-e | Supply and Erection porcelain fuses (china made) with plastic sheet base on angle iron board : 200 Amp. | Each | 37.35 | 1276.65 | Each | 37.35 | 1276.65 | 15.4.2
15-24-a | Supply and Erection tube light, including rod, choke etc complete Double rod (2x40 watts) with 2 chokes & 2 starters | Set | 149.4 | 2190.6 | Set | 149.4 | 2190.6 | 15.6.4
15-24-b | Supply and Erection tube light, including rod, choke etc complete Single rod (40 watts) with 1 choke & 1 starter | Set | 112.05 | 1497.15 | Set | 112.05 | 1497.15 | 15.6.4
15-24-c | Supply and Erection tube light, including rod, choke etc complete Round tube (32 watt) 1 choke + 1 starter w/o cover | Each | 82.17 | 1291.09 | Each | 82.17 | 1291.09 | 15.6.4
15-25 | Supply and Erection girder clamp hook, 5/8" dia.for hanging ceiling fans | Each | 37.35 | 328.95 | Each | 37.35 | 328.95 | 15.5.1
15-26-a | Supply and Erection circuit breaker (imported) on sahl wood board complete : 2/5/15 Amp. | Each | 112.05 | 618.46 | Each | 112.05 | 618.46 | 0
15-26-b | Supply and Erection circuit breaker (imported) on sahl wood board complete : 20/25/30 Amp. | Each | 112.05 | 427.95 | Each | 112.05 | 427.95 | 0
15-27 | Supply and Erection stay for house service pipe, erected with straining screws and 7/14 SWG stay522wire | Rft | 13.45 | 329.95 | m | 44.11 | 1082.52 | 15.2.10
15-28-a | Supply and Erection of house service pipe Henley or pole, type 2" dia. erected to install insulated wire etc | Rft | 17.93 | 601.15 | m | 58.82 | 1972.27 | 15.6.6
15-29 | Supply and Erection shackle/pin insulator, medium size | Each | 37.35 | 228.71 | Each | 37.35 | 228.71 | 15.9.1
15-30 | Supply and Erection bare copper conductor wire, No. 2 to 16 SWG, including GI binding wire No. 16 SWG | kg | 19.42 | 976.12 | kg | 19.42 | 976.12 | 15.4.25
15-31 | Supply and Erection GI wire of sizes, including binding wire No. 16 SWG for support of rubber wire, pole to pole | kg | 19.42 | 201.67 | kg | 19.42 | 201.67 | 15.2.10
15-32-a | Wiring overhead line in 2 single core, PVC522insulated cable with GI wire #8 SWG : 3/0.029" | Rft | 10.46 | 87.61 | m | 34.31 | 287.44 | 15.2.10,
15-32-b | Wiring overhead line in 2 single core, PVC522insulated cable with GI wire #8 SWG : 7/0.029" | Rft | 10.46 | 125.4 | m | 34.31 | 411.41 | 15.2.10,
15-32-c | Wiring overhead line in 2 single core, PVC522insulated cable with GI wire #8 SWG : 7/0.036" | Rft | 10.46 | 146.05 | m | 34.31 | 479.17 | 15.2.10,
15-32-d | Wiring overhead line in 2 single core, PVC insulated cable with GI wire #8 SWG : 7/0.044" | Rft | 10.46 | 188.48 | m | 34.31 | 618.37 | 15.2.10,
15-33 | Supply and Erection street light pole bracket 1.25" GI pipe 2m. long, complete with 2 pole clamps | Each | 336.15 | 869.23 | Each | 336.15 | 869.23 | 15.5.6
15-34 | Supply and Fixing dust & weather proof street light fitting with reflector, 400W mercury vapour lamp etc comp. | Each | 597.6 | 2541.6 | Each | 597.6 | 2541.6 | 15.6.1
15-35-a | Supply and Erection pole mounted street light complete for fitting 125/250 W mercury lamp : GEC make | Each | 597.6 | 2330.19 | Each | 597.6 | 2330.19 | 15.6.1
15-35-b | Supply and Erection pole mounted street light complete for fitting 125/250 W mercury lamp | Each | 597.6 | 4485.6 | Each | 597.6 | 4485.6 | 15.6.1
15-35-c | Supply & erection of Road Light fixture with 250 watts Son lamp, ballast and ignitor | No | 334.59 | 29652.54 | No | 334.59 | 29652.54 | 15.6.5
15-35-g | Providing and laying of cable route marker cast iron for all sort of Road Light, Street Lights & Boundary Wall lights complete in all respects with all installation material complete | Each | 373.5 | 1224 | Each | 373.5 | 1224 | 15.3.1.5
15-36-a | Supply and Fixing 125 W mercury vapour lamp with choke | Each | 149.4 | 2397.15 | Each | 149.4 | 2397.15 | 15.6.1
15-36-b | Supply and Fixing 250 W mercury vapour lamp with choke | Each | 149.4 | 3551.4 | Each | 149.4 | 3551.4 | 15.6.1
15-36-c | Supply and Fixing 400 W mercury vapour lamp with choke | Each | 149.4 | 5313.15 | Each | 149.4 | 5313.15 | 15.6.1
15-36-d | Supply and Fixing of Road Light fixture IP 66 with 250 watts Son lamp, ballast and ignitor | Each | 747 | 17757 | Each | 747 | 17757 | 15.6.1
15-36-e | Supply and Fixing SMD Type LED Road light Fixture (120-130 watts) | Each | 747 | 29907 | Each | 747 | 29907 | 15.6.1
15-36-f | Supply and Fixing SMD Type LED Road light Fixture (90-100 watts) | Each | 747 | 25047 | Each | 747 | 25047 | 15.6.1
15-36-g | Supply and Fixing SMD Type LED Road light Fixture (60-70 watts) | Each | 747 | 15084 | Each | 747 | 15084 | 15.6.1
15-36-h | Supply at site, installation and commissioning of Road light fixture LED 72 Watt with 72 Watt LED lamp of approved equivalent including cost of all necessary accessories, complete in all respects | No | 334.59 | 69686.8 | No | 334.59 | 69686.8 | 0
15-36-i-1 | Supply, installation, testing and commissioning of 2x28 Watt fluorescent light fixture, ceiling, recessed, wall mounted made of MS body 22 SWG degreased and derusted with white enameled non yellowing paint. Complete with internal wiring, Grounding terminal , complete in all respects. | Each | 44.82 | 2353.32 | Each | 44.82 | 2353.32 | 0
15-36-i-2 | Supply, installation, testing and commissioning of 1x28 Watt fluorescent light fixture, ceiling, recessed, wall mounted made of MS body 22 SWG degreased and derusted with white enameled non yellowing paint. Complete with internal wiring, Grounding terminal , complete in all respects. | Each | 44.82 | 2110.32 | Each | 44.82 | 2110.32 | 0
15-36-i-3 | Supply, installation, testing and commissioning of 2x28 Watt fluorescent light fixture with T5 lamps & electronic ballast, ceiling, recessed, wall mounted made of MS body 22 SWG degreased and derusted with white enameled non yellowing paint. Complete with internal wiring, Grounding terminal , complete in all respects. | Each | 44.82 | 6119.82 | Each | 44.82 | 6119.82 | 0
15-36-i-4 | Supply, installation, testing and commissioning of 1x36 watt fluorescent light fittings, ceiling, recessed, wall mounted made of MS body 22 SWG degreased and derusted with white enameled non yellowing paint. Complete with internal wiring, Grounding terminal , complete in all respects. | Each | 44.82 | 2596.32 | Each | 44.82 | 2596.32 | 0
15-36-i-5 | Supply, installation, testing and commissioning of following light fittings, 1x18 Watt Impact Resistant Lamp fixture with Compact Flourescent lamp, complete in all respects. | Each | 44.82 | 2839.32 | Each | 44.82 | 2839.32 | 0
15-36-i-6 | Supply, installation, testing and commissioning of IP-44 rated, 2x3 Watt up/down light LED Light, complete in all respects. | Each | 44.82 | 15353.82 | Each | 44.82 | 15353.82 | 0
15-36-i-7 | Supply, installation, testing and commissioning of 1x23 Watt, E-27 base, wall bracket light, complete in all respects. | Each | 44.82 | 4540.32 | Each | 44.82 | 4540.32 | 0
15-36-i-8 | Supply, installation, testing and commissioning of 2x20 Watt "LED" DC emergency spot light with 3hr backup, complete in all respects. | Each | 44.82 | 10250.82 | Each | 44.82 | 10250.82 | 0
15-36-i-9 | Supply, installation, testing and commissioning of 1x10 Watt fluorescent exit light | Each | 44.82 | 32849.82 | Each | 44.82 | 32849.82 | 0
15-36-i-10 | Supply, installation, testing and commissioning of 1x6 Watt LED BULKHEAD light fixture, of best quality. | Each | 44.82 | 6119.82 | Each | 44.82 | 6119.82 | 0
15-36-i-11 | Supply, installation, testing and commissioning of 1x160 Watt, Highbay LED light , complete in all respects. | Each | 44.82 | 60794.82 | Each | 44.82 | 60794.82 | 0
15-36-i-12 | Supply, installation, testing and commissioning of 3 chip SMD Strip IP-65 rated, complete with12DC drive LED color as per approval of the Engineer | No | 44.82 | 6119.82 | No | 44.82 | 6119.82 | 0
15-36-i-13 | Supply, installation, testing and commissioning of High Purity Aluminum Spinning Reflector Vertical lamp Installation Recessed down light with CFL (1 X 13) watt Energy saver | Each | 44.82 | 834.57 | Each | 44.82 | 834.57 | 0
15-36-i-14 | Supply, installation, testing and commissioning of Recessed Down Light with CFL (1 X 13) watt Energy saver and Convex Frosted Lens IP 54, complete in all respects. . | Each | 44.82 | 1077.57 | Each | 44.82 | 1077.57 | 0
15-36-i-15 | Supply, installation, testing and commissioning of recessed Dawn Light of best quality with CFL (13-17 watt) Energy saver and with Glass Reflector | Each | 44.82 | 1806.57 | Each | 44.82 | 1806.57 | 0
15-36-i-16 | Supply, installation, testing and commissioning of Cylindrical Incadescent Up/Down wall light with Dei-cast Aluminium construcation Glass Diffuser ceramic Lampholder IP -44 With (2 x 100) watt ES Par 30 lamp | Each | 44.82 | 956.07 | Each | 44.82 | 956.07 | 0
15-36-i-17 | Supply, installation of outdoor Waterproof Light with 23 watt CFL with Glass Reflector and with 1 Meter G.I pipe Support, complete in all respects. | Each | 44.82 | 1065.42 | Each | 44.82 | 1065.42 | 0
15-36-i-18 | Supply, installation, testing and commissioning of 1x5 watt reflector surface mounted LED light fixture with frosted lens, complete with driver | Each | 44.82 | 5390.82 | Each | 44.82 | 5390.82 | 0
15-36-j-1 | Supply, installation, & connecting up of light Fixture type 'D' surface mounted fluorescent batten fitting (TMS-015/236) with 2 x 36W TLD lamp, complete in all respects | No | 186.75 | 1644.75 | No | 186.75 | 1644.75 | 0
15-36-j-2 | Supply, installation, & connecting up of light Fixture type 'D' surface mounted fluorescent batten fitting (.TMS-015/236) with 1 x 36W TLD lamp complete in all respects | No | 186.75 | 2373.75 | No | 186.75 | 2373.75 | 0
15-36-j-3 | Supply, installation, & connecting up of light Fixture type 'E' surface mounted fluorescent batten fitting (TMS-012/136) with 1 x 36W TLD farm, complete in all respects | No | 186.75 | 1887.75 | No | 186.75 | 1887.75 | 0
15-36-j-4 | Supply, installation, & connecting up of Industrial reflector 2 x 36W complete in all respects | No | 186.75 | 2009.25 | No | 186.75 | 2009.25 | 0
15-36-j-5 | Supply, installation, & connecting up of light fixture High performance luminar with M2 reflector 1 x 36W, complete in all respects | No | 186.75 | 2738.25 | No | 186.75 | 2738.25 | 0
15-36-j-6 | Supply, installation, & connecting up of light fixture High performance luminar with M2 reflector 2 x 36W, complete in all respects | No | 186.75 | 3588.75 | No | 186.75 | 3588.75 | 0
15-36-j-7 | Supply, installation, & connecting up of light fixture High performance luminar with M6 reflector 2 x 36W, complete in all respects | No | 186.75 | 4074.75 | No | 186.75 | 4074.75 | 0
15-36-j-8 | Supply, installation, & connecting up of lightFixture type T surface mounted fluorescent fitting with 1 x 18W TLD lamp, complete in all respects | No | 186.75 | 1644.75 | No | 186.75 | 1644.75 | 0
15-36-j-9 | Supply, installation, & connecting up of light Fixture type T surface mounted fluorescent fitting with 2 x 18W TLD lamp, complete in all respects | No | 186.75 | 2130.75 | No | 186.75 | 2130.75 | 0
15-36-j-10 | Supply, installation, & connecting up of light fixture TBS-088/236 Recessed Luminaires, with IP 20, complete in all respects | No | 186.75 | 4317.75 | No | 186.75 | 4317.75 | 0
15-36-j-11 | Supply, installation, & connecting up of light fixture TBS-088/418 Recessed Luminaires, with IP 20, complete in all respects | No | 186.75 | 4317.75 | No | 186.75 | 4317.75 | 0
15-36-j-12 | Supply, installation, connecting, testing & commissioning of 10W LED Down Light Fixture suitable for 1300 lux, as per instruction of Engineer, surface mounted circular shape or equivalent. | No | 186.75 | 1523.25 | No | 186.75 | 1523.25 | 0
15-36-k-01 | Supply, installation, connecting, testing and commissioning of Surface mounting LED tube light with 2x2000 lumens, complete in all respects | No | 186.75 | 3042 | No | 186.75 | 3042 | 0
15-36-k-02 | Supply, installation, connecting, testing and commissioning of Surface mounting LED tube light with 1x2000 lumens output and fixture, complete in all respects | No | 186.75 | 1535.4 | No | 186.75 | 1535.4 | 0
15-36-k-03 | Supply, installation, connecting, testing and commissioning of Wall mounted Bulkhead light fixtures with LED retrofit lamp 540 Lumens output, complete in all respects | No | 186.75 | 4385.79 | No | 186.75 | 4385.79 | 0
15-36-k-04 | Supply & errection of down light fixture cylendrical type aluminium reflection with lamp suitable for 1300 Lux, ceiling mounted | Each | 186.75 | 3102.75 | Each | 186.75 | 3102.75 | 0
15-36-l-01 | Supply & Erection of candle flood light 150 watt complete in all aspects | Each | 37.35 | 5504.85 | Each | 37.35 | 5504.85 | 0
15-36-l-02 | Supply & Erection of Candle bulb 60 watt(Pin/Scrcw typo) | Each | 37.35 | 1495.35 | Each | 37.35 | 1495.35 | 0
15-36-l-03 | Supply & Erection of Choke 125 watt | Each | 37.35 | 341.1 | Each | 37.35 | 341.1 | 0
15-36-l-04 | Supply & Erection of choko 20/40 watt | Each | 37.35 | 341.1 | Each | 37.35 | 341.1 | 0
15-36-l-05 | Supply & Erection of Halogen rod 500 watt | Each | 37.35 | 110.25 | Each | 37.35 | 110.25 | 0
15-36-l-06 | Supply & Erection of tube rod 4' long 40 watt | Each | 37.35 | 171 | Each | 37.35 | 171 | 0
15-36-l-07 | Supply & Erection of Tube rod 2' long 20 watt | Each | 37.35 | 134.55 | Each | 37.35 | 134.55 | 0
15-36-l-08 | Supply & Erection of 15 Watt Incandesent bulb | Each | 5.98 | 30.28 | Each | 5.98 | 30.28 | 0
15-36-l-09 | Supply & Erection of emergency light | Each | 29.88 | 1001.88 | Each | 29.88 | 1001.88 | 0
15-36-m-01 | Supply & Erection of 400-watt choke | Each | 37.35 | 1009.35 | Each | 37.35 | 1009.35 | 0
15-36-m-02 | Supply & Erection of Spot light 120 /150 watt complete in all aspects | Each | 37.35 | 1738.35 | Each | 37.35 | 1738.35 | 0
15-36-m-03 | Supply & Erection of CFL 18 Watt | Each | 37.35 | 219.6 | Each | 37.35 | 219.6 | 0
15-36-m-04 | Supply & Erection of CFL 23 Watt | Each | 37.35 | 328.95 | Each | 37.35 | 328.95 | 0
15-36-m-05 | Supply & Erection of CFL 25 Watt | Each | 37.35 | 377.55 | Each | 37.35 | 377.55 | 0
15-36-m-06 | Supply & Erection of CFL 45 Watt | Each | 37.35 | 584.1 | Each | 37.35 | 584.1 | 0
15-36-n | Supply & Erection of 150 watt Choke | Each | 29.88 | 1730.88 | Each | 29.88 | 1730.88 | 0
15-36-o | Supply & Erection of Light Head cover for street light | Each | 186.75 | 612 | Each | 186.75 | 612 | 0
15-37 | Supply and Fixing mercury sodium lamp 360 Sunlux 400 W complete with choke | Each | 149.4 | 4280.4 | Each | 149.4 | 4280.4 | 15.6.1
15-38 | Supply and Fixing mercury blended lamp 160 W with choke | Each | 149.4 | 574.65 | Each | 149.4 | 574.65 | 15.6.1
15-39 | Supply and Erection MS angle lattice structure pole 36' long 14"sq at base & 8"sq. at top for elec. Distribution | Each | 8964 | 24759 | Each | 8964 | 24759 | 15.6.7
15-40-a-01 | Supply and Fixing GI tubular street light pole, 8' of 5" dia, 7’ 4" dia, 5’ of 3" dia, Single arm of 5’ of 1.5" dia | Each | 3361.5 | 20736 | Each | 3361.5 | 20736 | 15.6.6
15-40-a-02 | Supply and Fixing GI tubular street light pole, 8’ of 5" dia, 7’ 4" dia, 5’ of 3" dia, Double arm of 5’ of 1.5" dia | Each | 3361.5 | 30456 | Each | 3361.5 | 30456 | 15.6.6
15-40-b-01 | Supply and Fixing GI tubular street light pole, 8’ of 4" dia, 7’ 3" dia, 5’ of 2" dia, Single arm of 5’ of 1.5" dia | Each | 2863.5 | 17808 | Each | 2863.5 | 17808 | 15.6.6
15-40-b-02 | Supply and Fixing GI tubular street light pole, 8’ of 4" dia, 7’ 3" dia, 5’ of 2" dia, Double arm of 5’ of 1.5" dia | Each | 2863.5 | 27528 | Each | 2863.5 | 27528 | 15.6.6
15-40-b-03 | Providing street light poles of 40 ft height without522arms including fixing complete. | Each | 482.44 | 54324.23 | Each | 482.44 | 54324.23 | 15.6.6,
15-41 | Earthing of iron clad/aluminium switches etc with GI wire #8 SWG in GI pipe 0.5" dia | Job | 2988 | 11018.25 | Job | 2988 | 11018.25 | 15.6.6
15-42-a | Supply and Erection 2’x2’x1/8" copper plate including riveting to copper tape & placing in mixture of salt and charcoal etc | Each | 747 | 9883.8 | Each | 747 | 9883.8 | 15.13.2
15-42-b | Manhole For LT Cable Pulling | Each | 373.5 | 1588.5 | Each | 373.5 | 1588.5 | 0
15-42-c | Supply and Erection of Test clamp | Each | 29.88 | 819.63 | Each | 29.88 | 819.63 | 0
15-42-d | Supply and Erection of Fixing Clips | Each | 29.88 | 588.78 | Each | 29.88 | 588.78 | 0
15-42-e | Supply, Installation, Testing and Commissioning of Air terminal or arrester | Each | 373.5 | 12766.5 | Each | 373.5 | 12766.5 | 15.14.4
15-42-f | Supply and Erection of T tape clamps and square tape clamps | Each | 29.88 | 370.08 | Each | 29.88 | 370.08 | 0
15-43-a | Supply and Erection copper tape, including copper staple & copper nails/Screw etc : Size 1.5"x1/8" | Rft | 10.46 | 385.94 | m | 34.31 | 1266.21 | 15.13.2
15-43-b | Supply and Erection copper tape, including copper staple & copper nails etc : Size 2"x1/8" | Rft | 10.46 | 412.7 | m | 34.31 | 1353.99 | 15.13.2
15-44 | Supply and Erection 1" dia & 1m long lightening conductor copper rod with 5 spikes ball & base etc. | Rft | 1867.5 | 4905 | m | 6126.97 | 16092.52 | 0
15-45 | Wiring of light/fan/call-bell point in 3/0.029" PVC insulated & sheathed cable on sahl wood strip | Each | 44.82 | 1327.11 | Each | 44.82 | 1327.11 | 15.3.1
15-46 | Wiring of 2/3-pin 5-Amp plug point in 3/0.029" PVC insulated & sheathed cable on sahl wood | Each | 44.82 | 909.81 | Each | 44.82 | 909.81 | 15.3.1
15-47-a | Wiring of main & sub-main in 2 single core PVC insulated & sheathed cable : 3/0.029" | Rft | 8.96 | 118.71 | m | 29.41 | 389.46 | 15.3.1
15-47-b | Wiring of main & sub-main in 2 single core PVC insulated & sheathed cable : 7/0.029" | Rft | 8.96 | 167.33 | m | 29.41 | 548.99 | 15.3.1
15-47-c | Wiring of main & sub-main in 2 single core PVC insulated & sheathed cable : 7/0.044" | Rft | 14.94 | 254.64 | m | 49.02 | 835.44 | 15.3.1
15-47-d | Wiring of main & sub-main in 2 single core PVC insulated & sheathed cable : 7/0.064" | Rft | 26.89 | 693.74 | m | 88.23 | 2276.07 | 15.3.1
15-48-a | Wiring of sub main/earthing in 1 single core PVC insulated & sheathed cable : 3/0.029" | Rft | 5.98 | 28.65 | m | 19.61 | 93.99 | 15.3.1
15-48-b | Wiring of sub main/earthing in 1 single core PVC insulated & sheathed cable : 7/0.029" | Rft | 5.98 | 47.54 | m | 19.61 | 155.97 | 15.3.1
15-48-c | Wiring of sub main/earthing in 1 single core PVC insulated & sheathed cable : 7/0.044" | Rft | 5.98 | 80.3 | m | 19.61 | 263.44 | 15.3.1
15-48-d | Wiring of sub main/earthing in 1 single core PVC insulated & sheathed cable : 7/0.064" | Rft | 10.46 | 189.32 | m | 34.31 | 621.12 | 15.3.1
15-49 | Wiring of light point in 3/0.029" PVC insulated sheathed cable on sahl wood strip batten with two Nos. of two way switches | Each | 71.71 | 2907.68 | Each | 71.71 | 2907.68 | 15.3.1
15-50 | Wiring of light/fan/call-bell point in 3/0.029" PVC insulated bare cable in PVC pipe recessed | Each | 67.23 | 1575.83 | Each | 67.23 | 1575.83 | 15.3.1
15-51 | Wiring of 2/3-pin 5-Amp. plug point in 3/0.029" PVC insulated bare cable in PVC pipe recessed | Each | 32.87 | 593.75 | Each | 32.87 | 593.75 | 15.3.1
15-52 | Wiring of light point in 3/0.029" PVC insulated bare cable in PVC pipe recessed in wall comp. | Each | 101.59 | 3127.01 | Each | 101.59 | 3127.01 | 15.3.1
15-53 | Special earthing of iron/metal clad switches etc with copper wire No. 8 SWG in GI pipe 1/2" dia | Each | 1195.2 | 18625.67 | Each | 1195.2 | 18625.67 | 15.3.2
15-54-a | Supply and Erection enclosed switch of bakelite DP (China) 15/30 Amp. fixed on wooden board complete | Each | 74.7 | 264.03 | Each | 74.7 | 264.03 | 15.4.5
15-54-b | Supply & Erection of 5 Amp Piano type switch (ppi) | Each | 29.88 | 72.4 | Each | 29.88 | 72.4 | 15.5.4
15-54-c | Supply & Erection of 15 Amp Multi plug | Each | 14.94 | 99.99 | Each | 14.94 | 99.99 | 15.4.5
15-54-d | Supply & Erection of 5 Amp PPI plug | Each | 14.94 | 51.39 | Each | 14.94 | 51.39 | 15.4.4
15-54-e | Supply & Erection of 5 Amp PPI switch | Each | 14.94 | 51.39 | Each | 14.94 | 51.39 | 15.4.5
15-54-f | Supply & Erection of 15 Amp Power Plug 3-Pin | Each | 14.94 | 257.94 | Each | 14.94 | 257.94 | 15.4.5
15-55-a | Supply and erection of fancy wall type bracket with brass holder & fancy shade : Single | Each | 59.76 | 1274.76 | Each | 59.76 | 1274.76 | 15.6.3
15-55-b | Supply and erection of fancy wall type bracket with brass holder & fancy shade : Double | Each | 59.76 | 3704.76 | Each | 59.76 | 3704.76 | 15.6.3
15-56-a | Supply and Erection white round globe with holder, gallery & 100 Watt bulb complete : 6" dia. | Each | 74.7 | 293.4 | Each | 74.7 | 293.4 | 15.6.3
15-56-b | Supply and Erection white round globe with holder, gallery & 100 Watt bulb complete : 8" dia. | Each | 74.7 | 354.15 | Each | 74.7 | 354.15 | 15.6.3
15-56-c | Supply and Erection white round globe with holder, gallery & 100 Watt bulb complete : 10" dia. | Each | 74.7 | 414.9 | Each | 74.7 | 414.9 | 15.6.3
15-57-a | Supply and Erection white flat globe with holder, gallery & 100 W bulb complete : 8" dia | Each | 74.7 | 718.65 | Each | 74.7 | 718.65 | 15.6.3
15-57-b | Supply and Erection white flat globe with holder, gallery & 100 W bulb complete : 10" dia | Each | 74.7 | 414.9 | Each | 74.7 | 414.9 | 15.6.3
15-57-c | Supply and Erection white flat globe with holder, gallery & 100 W bulb complete : 12" dia | Each | 74.7 | 1143.9 | Each | 74.7 | 1143.9 | 15.6.3
15-58 | Supply and Erection white round globe 6" dia with angle type bakelite gallery, holder & 60-W bulb complete | Each | 74.7 | 287.33 | Each | 74.7 | 287.33 | 15.6.3
15-59 | Supply and Erection 1' long strip light fitting comp. with cover of opalescent perspex in plain finish 10-Watt | Each | 74.7 | 378.45 | Each | 74.7 | 378.45 | 15.6.1
15-60 | Supply and Erection double fluorescent tube light fitting 2 No. 4' long, 40-W with 2 chokes & starters complete | Each | 186.75 | 2495.25 | Each | 186.75 | 2495.25 | 15.6.1
15-61-a | Supply and Erection fluorescent tube light fitting including 4' rod, choke, starter, flexible wire etc : Single | Each | 149.4 | 1789.65 | Each | 149.4 | 1789.65 | 15.6.1
15-61-b | Supply and Erection fluorescent tube light fitting including 4' rod, choke, starter, flexible wire etc : Double | Each | 149.4 | 1364.4 | Each | 149.4 | 1364.4 | 15.6.1
15-62 | Supply and Erection porch-light fitting round/square type with gallery, holder & 40 W bulb | Each | 112.05 | 780.3 | Each | 112.05 | 780.3 | 15.6.1
15-63-a | Supply and Erection gate-light fitting complete with holder & 160-Watt mercury blended lamp: Small | Each | 149.4 | 890.55 | Each | 149.4 | 890.55 | 15.6.1
15-63-b | Supply and Erection gate-light fitting complete with holder & 160-Watt mercury blended lamp: Medium | Each | 149.4 | 890.55 | Each | 149.4 | 890.55 | 15.6.1
15-63-c | Supply and Erection gate-light fitting complete with holder & 160-Watt mercury blended lamp: Large | Each | 149.4 | 890.55 | Each | 149.4 | 890.55 | 15.6.1
15-64-a | Supply and Erection garden-light fitting with holder and 160 W mercury blended lamp & choke : 18" dia | Each | 373.5 | 750.15 | Each | 373.5 | 750.15 | 15.6.1
15-64-b | Supply and Erection garden-light fitting with holder and 160 W mercury blended lamp & choke : 19" dia | Each | 373.5 | 810.9 | Each | 373.5 | 810.9 | 15.6.1
15-64-c | Supply and Erection garden-light fitting with holder and 160 W mercury blended lamp & choke : 22" dia | Each | 373.5 | 871.65 | Each | 373.5 | 871.65 | 15.6.1
15-65-a | Supply and Erection garden-light fitting with porcelain holder 125 W mercury vapour lamp & choke : 18" dia | Each | 373.5 | 3824.1 | Each | 373.5 | 3824.1 | 15.6.1
15-65-b | Supply and Erection garden-light fitting with porcelain holder 125 W mercury vapour lamp & choke : 19" dia | Each | 373.5 | 3082.95 | Each | 373.5 | 3082.95 | 15.6.1
15-65-c | Supply and Erection garden-light fitting with porcelain holder 125 W mercury vapour lamp & choke : 22" dia | Each | 373.5 | 6071.85 | Each | 373.5 | 6071.85 | 15.6.1
15-65-d | Supply & erection of Garden light fixture with LED 25-30 Watt. | Each | 44.82 | 18054.77 | Each | 44.82 | 18054.77 | 15.6.3 ,
15-66-a | Supply and Erection flood-light fitting with holder, complete 14" dia with 500-W lamp | Each | 373.5 | 1491.3 | Each | 373.5 | 1491.3 | 15.6.1
15-66-b | Supply and Erection flood-light fitting with holder, complete 19«" dia with 1000-W lamp | Each | 373.5 | 2463.3 | Each | 373.5 | 2463.3 | 15.6.1
15-67 | Making hole in wall with necessary masonry work for exhaust fan any size complete | Each | 224.1 | 224.1 | Each | 224.1 | 224.1 | 15.13.1
15-68-a | Supply and Erection best quality AC ceiling fan complete with GI rod, canopy, blades & regulator : 36" sweep | Each | 186.75 | 5046.75 | Each | 186.75 | 5046.75 | 15.5.1
15-68-b | Supply and Erection best quality AC ceiling fan complete with GI rod, canopy, blades & regulator : 48" sweep | Each | 186.75 | 5654.25 | Each | 186.75 | 5654.25 | 15.5.1
15-68-c | Supply and Erection best quality AC ceiling fan complete with GI rod, canopy, blades & regulator : 56" sweep | Each | 186.75 | 6261.75 | Each | 186.75 | 6261.75 | 15.5.1
15-68-d | Supply & Erection of 24" Pedestal fan complete in all aspects | Each | 0 | 5103 | Each | 0 | 5103 | 0
15-68-e | Supply, installation, testing & commissioning of Direct axial Wall Bracket fan | Each | 0 | 0 | Each | 0 | 0 | 15.5.2
15-68-f | Supply, installation, testing & commissioning of Direct axial Wall Bracket fan | Each | 93.38 | 8598.38 | Each | 93.38 | 8598.38 | 15.5.2
15-69-a | Supply and Erection best quality exhaust fan complete with shutter & regulator : 12"sweep | Each | 149.4 | 3551.4 | Each | 149.4 | 3551.4 | 15.5.3
15-69-b | Supply and Erection best quality exhaust fan complete with shutter & regulator : 16"sweep | Each | 149.4 | 4802.85 | Each | 149.4 | 4802.85 | 15.5.3
15-69-c | Supply and Erection best quality exhaust fan complete with shutter & regulator : 18"sweep | Each | 149.4 | 6224.4 | Each | 149.4 | 6224.4 | 15.5.3
15-69-d | Supply & Erection of Exhaust fan(round) upto 6" dia (imported) | Each | 93.38 | 2462.63 | Each | 93.38 | 2462.63 | 15.5.3
15-70-a | Supply and Erection transpower auto circuit breaker 3-phase, 400V fungus moisture proofing : 30 Amp. | Each | 597.6 | 1812.6 | Each | 597.6 | 1812.6 | 15.7.12
15-70-b | Supply and Erection transpower auto circuit breaker 3-phase, 400V fungus moisture proofing : 60 Amp. | Each | 597.6 | 2055.6 | Each | 597.6 | 2055.6 | 15.7.12
15-70-c | Supply and Erection transpower auto circuit breaker 3-phase, 400V fungus moisture proofing : 100 Amp. | Each | 709.65 | 3747.15 | Each | 709.65 | 3747.15 | 15.7.12
15-71-a | Supply and Erection single phase imported auto circuit breaker 6 Amp. | Each | 112.05 | 658.8 | Each | 112.05 | 658.8 | 15.7.12
15-71-b | Supply and Erection single phase imported auto circuit breaker 15 Amp. | Each | 112.05 | 658.8 | Each | 112.05 | 658.8 | 15.7.12
15-71-c | Supply and Erection single phase imported auto circuit breaker 20 Amp. | Each | 112.05 | 950.4 | Each | 112.05 | 950.4 | 15.7.12
15-71-d | Supply and Erection single phase imported auto circuit breaker 30 Amp. | Each | 112.05 | 950.4 | Each | 112.05 | 950.4 | 15.7.12
15-72-a | Supply and Erection of bus bars for 500 volts 3 phase AC S/W 4 copper bars 40 Amp with bar size 1 1/2" X 1/8" | Each | 1618.5 | 9819.75 | Each | 1618.5 | 9819.75 | 15.14.5
15-72-b | Supply and Erection of bus bars 500 volts 3 phase AC supply with 4 copper bars - 100 Amp with bar size1 1 1/2" X 1/8" | Each | 1618.5 | 9850.13 | Each | 1618.5 | 9850.13 | 15.14.5
15-72-c | Supply and Erection of bus bars 500 volts 3 phase AC supply with 4 copper bars - 200 Amp with bar size 2"X 1/8" | Each | 2863.5 | 11095.13 | Each | 2863.5 | 11095.13 | 15.14.5
15-72-d | Supply and Erection of bus bars 500 volts 3 phase AC supply with 4 copper bars - 300 Amp with bar size 2" X 3/16" | Each | 3486 | 11778.38 | Each | 3486 | 11778.38 | 15.14.5
15-72-e | Supply and Erection of bus bars 500 volts 3 phase AC supply with 4 copper bars - 500 Amp with size 2" X 1/4" | Each | 3984 | 12306.75 | Each | 3984 | 12306.75 | 15.4.5
15-72-f | Supply & erection of Nut & Bolt (2''x5/8') | Each | 24.6 | 219 | Each | 24.6 | 219 | 0
15-72-g | Supply & erection of Nut & Bolt 8'' or 9''x5/8'' | Each | 24.6 | 220.22 | Each | 24.6 | 220.22 | 0
15-72-h | Supply & erection of Nut & Bolt 10''x5/8'' | Each | 24.6 | 242.09 | Each | 24.6 | 242.09 | 0
15-72-i | Supply & erection of galvanized J-bolts | Each | 59.76 | 1474.02 | Each | 59.76 | 1474.02 | 0
15-73-a | Supply and Erection of bracket of channel 3" X 1 1/2" X 1/4" section 2' long for 2 lines | Each | 59.76 | 368.98 | Each | 59.76 | 368.98 | 15.8.11
15-73-b | Supply and Erection of bracket of MS channel 3" X 1 1/2" X 1/4" Section:- 4' long for 4 lines | Each | 59.76 | 618.05 | Each | 59.76 | 618.05 | 15.8.11
15-74 | Supply and Erection of anchor rod honley type for poles i/e clamps & 7/13 SWG stay wire straining screws PCC 1:3:6 | Each | 13.45 | 122.31 | Each | 13.45 | 122.31 | 15.2.10
15-75-a | Supply and Erection cubical type factory fabricated floor/wall mounting steel main board comp. : On surface | Sft | 373.5 | 2843.59 | m2 | 4018.86 | 30597.08 | 0
15-75-b | Supply and Erection cubical type factory fabricated floor/wall mounting steel main board comp. : Recessed | Sft | 423.3 | 2893.4 | m2 | 4554.71 | 31132.93 | 0
15-76-a | Fluorescent tube lights fitting 2.5x2.5 feet square type suitable for fixing in recess or direct on complete with 4 Nos 2 ft 20 watts tubes, chokes, starters, holders complete in all respects in steel body. | Each | 373.5 | 1831.5 | Each | 373.5 | 1831.5 | 0
15-76-b | Supply and Fixing of fluorescent tube fitting rectangular box types housing made of 22 SWG stave enameled steel sheet having spring load inner frame attachment with acrylic or polythene complete with 2 No 4 ft 40 watts | Each | 373.5 | 981 | Each | 373.5 | 981 | 0
15-77-a | Supply and Fixing electric AC exhaust/fresh air circulation(double way) 220/230 single phase plastic frame body and blade complete 8"x8" | Each | 616.28 | 4332.35 | Each | 616.28 | 4332.35 | 15.5.3
15-77-b | Supply and Fixing electric AC exhaust/fresh air circulation(double way) 220/230 single phase plastic frame body and blade complete 10"x10" | Each | 616.28 | 5046.77 | Each | 616.28 | 5046.77 | 15.5.3
15-77-c | Supply and fixing electric AC exhaust/fresh air circulation(Double way) 220/230 single phase plastic frame body and blade complete 12"x12" | Each | 231.57 | 4793.77 | Each | 231.57 | 4793.77 | 15.5.3
15-77-d | Supply, installation, testing & commissioning of Exhaust Fan 10'' dia with plastic body, fan blades and louvers, complete in all respects | Each | 44.82 | 3689.82 | Each | 44.82 | 3689.82 | 15.5.3
15-77-e | Supply, installation, testing & commissioning of Exhaust Fan 18'' dia with plastic body, fan blades and louvers, complete in all respects | Each | 93.38 | 5196.38 | Each | 93.38 | 5196.38 | 15.5.3
15-78 | Supply and Fixing of 18" dia Direct axial Wall Bracket fan,1450Rpm, Max 50db sound level Fan shall be made with 99% purity Copper windings | Each | 93.38 | 6168.38 | Each | 93.38 | 6168.38 | 15.5.2
15-79-a | Supply and Fixing PVC conduit for surface wiring (dura duct) 1/2" including all charges for nail screws etc | Rft | 13.45 | 23.17 | m | 44.11 | 76 | 0
15-79-b | Supply and Fixing PVC conduit for surface wiring (dura duct) 1" including all charges for nail screws etc | Rft | 13.45 | 31.67 | m | 44.11 | 103.91 | 0
15-79-c | PVC conduit for surface wiring (dura duct) 1.5" including all charges for nail screws etc complete | Rft | 13.45 | 43.82 | m | 44.11 | 143.77 | 0
15-79-d | PVC conduit for surface wiring (dura duct) 2" including all charges for nail screws etc complete | Rft | 13.45 | 74.2 | m | 44.11 | 243.43 | 0
15-79-e | Supply and Erection PVC duct for wiring purpose complete Recessed in walls including chase etc. : 3"x3" I/d | RMtr | 26.89 | 1069.61 | RMtr | 26.89 | 1069.61 | 15.2.4
15-79-f | Supply and Erection PVC duct for wiring purpose complete Recessed in walls including chase etc. : 4"x4" I/d | RMtr | 26.89 | 1373.36 | RMtr | 26.89 | 1373.36 | 15.2.4
15-80 | Supply and Fixing dimmer switch complete | Each | 59.76 | 242.01 | Each | 59.76 | 242.01 | 15.4.7
15-81 | Supply and Fixing 20 Amp power plug | Each | 29.88 | 272.88 | Each | 29.88 | 272.88 | 15.4.6
15-82 | Supply and Fixing Asia porcelain power plug 30 Amp | Each | 149.4 | 696.15 | Each | 149.4 | 696.15 | 15.4.6
15-83 | Supply and fixing light plug 10 Amp | Each | 29.88 | 212.13 | Each | 29.88 | 212.13 | 15.4.6
15-84 | Supply and fitting of capacitor 2.2 uf for ceiling fans | Each | 74.7 | 142.74 | Each | 74.7 | 142.74 | 15.6.4
15-85 | Supply and fitting of ball bearing of size 6201, 6202 or 6203 for ceiling fans | Each | 94.12 | 361.42 | Each | 94.12 | 361.42 | 0
15-86 | Supply and erection of cut out, bakelite open type | Each | 16.43 | 55.11 | Each | 16.43 | 55.11 | 0
15-87 | Supply and erection of cut out bakelite Recessed type cut out | Each | 16.43 | 167.09 | Each | 16.43 | 167.09 | 0
15-88 | Supply and erection of kit kat 500 volts 15/20 Amp | Each | 27.89 | 99.98 | Each | 27.89 | 99.98 | 0
15-89 | Supply and erection of kit kat 500 volts 30/35 Amp | Each | 30.88 | 158.86 | Each | 30.88 | 158.86 | 0
15-90 | Supply and erection of kit kat 500 volts 60/65 Amp | Each | 44.32 | 309.6 | Each | 44.32 | 309.6 | 0
15-91 | Supply and erection of kit kat 500 volts 100 Amp | Each | 53.29 | 573.71 | Each | 53.29 | 573.71 | 0
15-92 | Supply and erection of kit kat 500 volts 200 Amp | Each | 62.75 | 868.7 | Each | 62.75 | 868.7 | 0
15-93 | Supply and erection of kit kat 500 volts 300 Amp | Each | 62.75 | 631.78 | Each | 62.75 | 631.78 | 0
15-94 | Supply and erection of kit kat 500 volts 400 Amp | Each | 79.68 | 666.93 | Each | 79.68 | 666.93 | 0
15-95-a | Providing & Fixing Generator 2.2 KVA Petrol driven of best quaity | Each | 1338.38 | 105160.13 | Each | 1338.38 | 105160.1 | 0
15-95-b | Providing & Fixing Generator , 2.2 KVA Petrol-cum-Gas driven | Each | 1338.38 | 105949.88 | Each | 1338.38 | 105949.9 | 0
15-95-c | Providing & Fixing Generator, 3.1 KVA Petrol-cum-Gas driven. | Each | 1338.38 | 122959.88 | Each | 1338.38 | 122959.9 | 0
15-95-d | Providing & Fixing Generator , 3.1 KVA Petrol driven. | Each | 1338.38 | 122170.13 | Each | 1338.38 | 122170.1 | 0
15-96-a | Supply & erection of HT pole 36' High (Spun Type) | No | 883.33 | 35887.48 | No | 883.33 | 35887.48 | 15.6.6
15-96-b | Supply & erection of LT pole 31' High (Spun Type) | No | 883.33 | 27861.19 | No | 883.33 | 27861.19 | 15.6.6
15-97-a | Supply & erection of HT pole 36' High(H-Type) | No | 883.33 | 31440.58 | No | 883.33 | 31440.58 | 15.6.6
15-97-b | Supply & erection LT Pole 31' High (H-Type) | No | 883.33 | 23656.07 | No | 883.33 | 23656.07 | 15.6.6
15-98-a | Supply & stringing of ACSR Osprey Conductor | Rft | 26.77 | 561.37 | m | 87.82 | 1841.76 | 0
15-98-b | Supply & stringing of ACSR Dog Conductor | Rft | 26.77 | 249.11 | m | 87.82 | 817.3 | 0
15-98-c | Supply & stringing of ACSR Rabbit Conductor (7/0.132") | Rft | 26.77 | 139.76 | m | 87.82 | 458.54 | 0
15-98-d | Supply & stringing of AAC Wasp Conductor ( 7/0.173") | Rft | 26.77 | 211.45 | m | 87.82 | 693.73 | 0
15-98-e | Supply & stringing of AAC Ant Conductor ( 7/0.122" ) | Rft | 26.77 | 119.11 | m | 87.82 | 390.77 | 0
15-99-a | Supply & erection of 11 KV Disc Insulator | Each | 93.38 | 3124.8 | Each | 93.38 | 3124.8 | 0
15-99-b | Supply & erection of 11 KV Pin Insulator | Each | 93.38 | 1365.48 | Each | 93.38 | 1365.48 | 0
15-99-c | Supply & erection of 11 KV pin for Steel-x-arm | Each | 93.38 | 749.47 | Each | 93.38 | 749.47 | 0
15-99-d | Supply & erection of Spool Insulator | Each | 44.82 | 208.85 | Each | 44.82 | 208.85 | 0
15-100-a | Supply & erection of 25 KVA, 11/0.4 KV Transformer | No | 2676.75 | 258652.95 | No | 2676.75 | 258653 | 0
15-100-b | Supply & erection of 50 KVA, 11/0.4 KV Transformer | No | 2676.75 | 437686.84 | No | 2676.75 | 437686.81 | 0
15-100-c | Supply & erection of 100 KVA, 11/0.4 KV Transformer | No | 2676.75 | 573885.94 | No | 2676.75 | 573885.88 | 0
15-100-d | Supply & erection of 200 KVA, 11/0.4 KV Transformer | No | 2676.75 | 1012657.63 | No | 2676.75 | 1012658 | 0
15-101-a | Supply & erection of Steel-X-Arm with braces | Each | 44.82 | 9662.76 | Each | 44.82 | 9662.76 | 0
15-101-b | Supply & erection of Steel-x-Arm / D-Fitting | Each | 44.82 | 8541.32 | Each | 44.82 | 8541.32 | 0
15-102 | Supply & erection of Stay set Complete | Each | 44.82 | 1833.3 | Each | 44.82 | 1833.3 | 15.2.10
15-103 | Supply & erection of Stay Wire | Kg | 44.82 | 251.37 | Kg | 44.82 | 251.37 | 15.2.10
15-104 | Supply & erection of Eye Nut | Each | 44.82 | 244.08 | Each | 44.82 | 244.08 | 0
15-105-a | Supply & erection of Earth Rod | Each | 482.44 | 1710.8 | Each | 482.44 | 1710.8 | 15.11.6
15-105-b | Supply & erection of Earthing wire GSL 6 mm | Kg | 73.92 | 201.5 | Kg | 73.92 | 201.5 | 15.12.1
15-105-c | Drilling of earth bore 3" dia 70 to 80 ft. deep or up to permanent water table, back filling, ramming, complete in all respect. grounding bores shall be made at 6 to 8 feet away from foundation and distance between earth bore shall not be less than 10 feet | Each | 1182.75 | 10902.75 | Each | 1182.75 | 10902.75 | 15.12.1
15-105-d | Supply at site, hoisting and installation of Single Arm Pole | Each | 1338.38 | 58540.57 | Each | 1338.38 | 58540.57 | 15.6.6
15-105-e | Supply, Installation & Connecting up of earth electrodes with 600mm x 600mm x 3.2mm conductors to main earth bar including all accessories, in 50mm dia G.I. pipe / PVC pipe class D/E up inspection chamber, heavy duty C.I. Cover etc. | Job | 29.88 | 42554.88 | Job | 29.88 | 42554.88 | 0
15-105-f | Supply and errection of Grounding connecting points | Each | 1338.38 | 8749.88 | Each | 1338.38 | 8749.88 | 15.18.8
15-105-g | Providing & fixing of main earth bar, with 80mm x50mm x.20mm copper bar with terminals, insulator supports, lugs, bolts, etc. including bonding to rebars of structure. | Job | 29.88 | 30404.88 | Job | 29.88 | 30404.88 | 0
15-105-h | Providing & fixing of Plate type Earthing commpressed with execveted hole 6"up 63 feet,GI pipe 2"(50mm)with Tees , Sockets , Endcap of 60 (RFT) Copper Plate of 1/2"x 2"x 48", 2x 70mmsq S/Core copper bare conductor 125 (Rft) Earth Connection Point of 1200 x 50 x 50mm (L x W x T) Inspection Pit of 300 x 300 x 450 mm (L x W x D) complated with all respect | Job | 29.88 | 124567.38 | Job | 29.88 | 124567.4 | 0
15-105-i | Construction of water tight brick type Grounding inspection pit. | Each | 669.19 | 5529.19 | Each | 669.19 | 5529.19 | 0
15-106 | Supply, installation, testing & commissioning of Lightning Protection System | Each | 2676.75 | 34266.75 | Each | 2676.75 | 34266.75 | 15.18.8
15-107 | Supply, installation, testing & commissioning of Lightning Protection System | Each | 5353.5 | 114703.5 | Each | 5353.5 | 114703.5 | 15.18.8
15-108 | Supply & erection of double Arming Bolt | Each | 186.75 | 915.75 | Each | 186.75 | 915.75 | 0
15-109 | Supply & erection of D-Bracket along with cotter522pin | Each | 62.3 | 609.05 | Each | 62.3 | 609.05 | 0
15-110-a | Supply & erection of double pole platform for transformers | Each | 1338.38 | 17230.57 | Each | 1338.38 | 17230.57 | 0
15-110-b | Supply & erection of Single pole platform for transformers | Each | 1338.38 | 14751.97 | Each | 1338.38 | 14751.97 | 0
15-111 | Supply & erection of drop out cutouts | Each | 373.5 | 10701 | Each | 373.5 | 10701 | 0
15-112-a | Supply & erection of dead end clamp | Each | 186.75 | 976.5 | Each | 186.75 | 976.5 | 0
15-112-b | Supply & erection of dead end clamp | Each | 186.75 | 551.25 | Each | 186.75 | 551.25 | 0
15-112-c | Supply & erection of dead end clamp | Each | 186.75 | 551.25 | Each | 186.75 | 551.25 | 0
15-113-a | Supply & erection of PG Connector | Each | 93.38 | 518.63 | Each | 93.38 | 518.63 | 0
15-113-b | Supply & erection of PG Connector | Each | 93.38 | 287.77 | Each | 93.38 | 287.77 | 0
15-113-c | Supply & erection of PG Connector | Each | 93.38 | 269.55 | Each | 93.38 | 269.55 | 0
15-114-a | Supply & erection of Loop dead end clamp | Each | 44.82 | 208.85 | Each | 44.82 | 208.85 | 0
15-114-b | Supply & erection of Loop dead end clamp | Each | 44.82 | 196.7 | Each | 44.82 | 196.7 | 0
15-115-a | Supply & erection of double arm GI round conical pole, hot dipped galvanized (80 microns) 12 meters long overall thickness 4 mm, base dia 180 mm and top dia 62 with plate arrangement 450mm x 450mm x 25mm, complete in all respects. | Each | 4015.13 | 69722.33 | Each | 4015.13 | 69722.33 | 0
15-115-b | Supply & erection of Single arm GI round conical pole, hot dipped galvanized (80 microns) 12 meters long overall thickness 4 mm, base dia 180 mm and top dia 62 with plate arrangement 450mm x 450mm x 25mm, complete in all respects. | Each | 4015.13 | 68507.33 | Each | 4015.13 | 68507.33 | 0
15-115-c | Supply & erection of Double arm GI round conical pole, hot dipped galvanized (80 microns) 10 meters long overall thickness 4 mm, base dia 180 mm and top dia 62 with plate arrangement 450mm x 450mm x 25mm, complete in all respects. | Each | 4015.13 | 67292.33 | Each | 4015.13 | 67292.33 | 0
15-115-e | Supply & erection of Double arm GI round conical pole, hot dipped galvanized (80 microns) 12 meters long overall thickness 5 mm, base dia 200 mm and top dia 100 with plate arrangement 450mm x 450mm x 25mm, complete in all respects. | Each | 4015.13 | 81872.33 | Each | 4015.13 | 81872.33 | 0
15-115-f | Supply & erection of Single arm GI round conical pole, hot dipped galvanized (microns) 10 meters long overall thickness 5 mm, base dia 200 mm and top dia 100 with plate arrangement 450mm x 450mm x 25mm, complete in all respects. | Each | 4015.13 | 64862.32 | Each | 4015.13 | 64862.32 | 0
15-116 | Supply & erection of Timer TB 438 | Each | 186.75 | 13551.75 | Each | 186.75 | 13551.75 | 0
15-117 | Supply & erection of Magnetic contactor | Each | 186.75 | 5396.67 | Each | 186.75 | 5396.67 | 0
15-118 | Providing and laying pipe at a depth of 2-1/2' | Rft | 373.5 | 1103.71 | m | 1225.39 | 3621.11 | 0
15-119 | Supply & erection of 2" PVC pipe flexible (weather proof) | m | 44.82 | 501.66 | Meter | 44.82 | 501.66 | 0
15-120 | Supply & erection of weather proof flexible PVC pipe 1.5" dia | Each | 29.88 | 297.18 | Each | 29.88 | 297.18 | 0
15-121 | Supply & erection of DIN rail | Rft | 14.94 | 266.45 | m | 49.02 | 874.16 | 0
15-122-a | Supply at site, installation, testing and commissioning of PVC insulated un-armoured copper conductor cable 600 / 1000 Volt grade (or otherwise mentioned in cable description ) in prelaid conduits / trenches to be installed as per routes shown on drawings including cost of all necessary materials, connections, identification tags, cables lugs properly crimped at both ends for the following sizes complete in all respects. | RMtr | 44.82 | 1066.88 | RMtr | 44.82 | 1066.88 | 15.18.8
15-122-b | Supply at site, installation, testing and commissioning of PVC insulated un-armoured copper conductor cable 600 / 1000 Volt grade (or otherwise mentioned in cable description ) in prelaid conduits / trenches to be installed as per routes shown on drawings including cost of all necessary materials, connections, identification tags, cables lugs properly crimped at both ends for the following sizes complete in all respects. | RMtr | 89.64 | 1787.08 | RMtr | 89.64 | 1787.08 | 15.18.8
15-122-c | Supply at site, installation, testing and commissioning of PVC insulated un-armoured copper conductor cable 600 / 1000 Volt grade (or otherwise mentioned in cable description ) in prelaid conduits / trenches to be installed as per routes shown on drawings including cost of all necessary materials, connections, identification tags, cables lugs properly crimped at both ends for the following sizes complete in all respects. | RMtr | 119.52 | 2327.69 | RMtr | 119.52 | 2327.69 | 15.18.8
15-122-d | Supply at site, installation, testing and commissioning of PVC insulated un-armoured copper conductor cable 600 / 1000 Volt grade (or otherwise mentioned in cable description ) in prelaid conduits / trenches to be installed as per routes shown on drawings including cost of all necessary materials, connections, identification tags, cables lugs properly crimped at both ends for the following sizes complete in all respects. | RMtr | 134.46 | 3550.25 | RMtr | 134.46 | 3550.25 | 15.18.1
15-122-e | Supply at site, installation, testing and commissioning of PVC insulated un-armoured copper conductor cable 600 / 1000 Volt grade (or otherwise mentioned in cable description ) in prelaid conduits / trenches to be installed as per routes shown on drawings including cost of all necessary materials, connections, identification tags, cables lugs properly crimped at both ends for the following sizes complete in all respects. | RMtr | 179.28 | 4842.6 | RMtr | 179.28 | 4842.6 | 15.18.1
15-122-f | Supply at site, installation, testing and commissioning of PVC insulated un-armoured copper conductor cable 600 / 1000 Volt grade (or otherwise mentioned in cable description ) in prelaid conduits / trenches to be installed as per routes shown on drawings including cost of all necessary materials, connections, identification tags, cables lugs properly crimped at both ends for the following sizes complete in all respects. | RMtr | 194.22 | 6555.4 | RMtr | 194.22 | 6555.4 | 15.18.1
15-122-g | Supply at site, installation, testing and commissioning of PVC insulated un-armoured copper conductor cable 600 / 1000 Volt grade (or otherwise mentioned in cable description ) in prelaid conduits / trenches to be installed as per routes shown on drawings including cost of all necessary materials, connections, identification tags, cables lugs properly crimped at both ends for the following sizes complete in all respects. | RMtr | 747 | 9845.61 | RMtr | 747 | 9845.61 | 15.18.1
15-122-h | Supply at site, installation, testing and commissioning of PVC insulated un-armoured copper conductor cable 600 / 1000 Volt grade (or otherwise mentioned in cable description ) in prelaid conduits / trenches to be installed as per routes shown on drawings including cost of all necessary materials, connections, identification tags, cables lugs properly crimped at both ends for the following sizes complete in all respects. | RMtr | 1120.5 | 16955.41 | RMtr | 1120.5 | 16955.41 | 15.18.1
15-122-i | Supply at site, installation, testing and commissioning of PVC insulated un-armoured copper conductor cable 600 / 1000 Volt grade (or otherwise mentioned in cable description ) in prelaid conduits / trenches to be installed as per routes shown on drawings including cost of all necessary materials, connections, identification tags, cables lugs properly crimped at both ends for the following sizes complete in all respects. | RMtr | 1494 | 21041.63 | RMtr | 1494 | 21041.63 | 15.18.1
15-122-j | Supply at site, installation, testing and commissioning of PVC insulated un-armoured copper conductor cable 600 / 1000 Volt grade (or otherwise mentioned in cable description ) in prelaid conduits / trenches to be installed as per routes shown on drawings including cost of all necessary materials, connections, identification tags, cables lugs properly crimped at both ends for the following sizes complete in all respects. | RMtr | 1494 | 25919.24 | RMtr | 1494 | 25919.24 | 15.18.1
15-122-k | Supply at site, installation, testing and commissioning of PVC insulated un-armoured copper conductor cable 600 / 1000 Volt grade (or otherwise mentioned in cable description ) in prelaid conduits / trenches to be installed as per routes shown on drawings including cost of all necessary materials, connections, identification tags, cables lugs properly crimped at both ends for the following sizes complete in all respects. | RMtr | 1867.5 | 42468.59 | RMtr | 1867.5 | 42468.59 | 15.18.1
15-123-a | Supply & erection of 3 Core Cable PVC/PVC '3 core 2.5 sqmm Cu/PVC/PVC | Rft | 10.46 | 123.17 | m | 34.31 | 404.11 | 15.18.8
15-123-b | Supply & erection of 3 CORE FLXIBLE POWER CABLE 1.5 mm2 | Rft | 10.46 | 89 | m | 34.31 | 291.98 | 15.18.8
15-124-a | Supply & erection of 2x10 mm2 Copper Cable | m | 11.95 | 801.7 | Meter | 11.95 | 801.7 | 15.18.8
15-124-b | Supply & erection of 2 core 1.5mmsq Fire Resistant cable | m | 10.46 | 282.44 | Meter | 10.46 | 282.44 | 15.18.8
15-125 | Supply & erection of Flexible Copper Cable 1x4 mm2 | RMtr | 10.46 | 167.89 | RMtr | 10.46 | 167.89 | 15.18.8
15-126-a | Supply at site, installation, testing and commissioning of PVC insulated un-armoured copper conductor cable 600 / 1000 Volt grade (or otherwise mentioned in cable description ) in prelaid conduits / trenches to be installed as per routes shown on drawings including cost of all necessary materials, connections, identification tags, cables lugs properly crimped at both ends for the following sizes complete in all respects. | m | 44.82 | 403.95 | Meter | 44.82 | 403.95 | 15.18.1
15-126-b | Supply at site, installation, testing and commissioning of PVC insulated un-armoured copper conductor cable 600 / 1000 Volt grade (or otherwise mentioned in cable description ) in prelaid conduits / trenches to be installed as per routes shown on drawings including cost of all necessary materials, connections, identification tags, cables lugs properly crimped at both ends for the following sizes complete in all respects. | m | 89.64 | 633.87 | Meter | 89.64 | 633.87 | 15.18.1
15-126-c | Supply at site, installation, testing and commissioning of PVC insulated un-armoured copper conductor cable 600 / 1000 Volt grade (or otherwise mentioned in cable description ) in prelaid conduits / trenches to be installed as per routes shown on drawings including cost of all necessary materials, connections, identification tags, cables lugs properly crimped at both ends for the following sizes complete in all respects. | m | 134.46 | 949.69 | Meter | 134.46 | 949.69 | 15.18.1
15-126-d | Supply at site, installation, testing and commissioning of PVC insulated un-armoured copper conductor cable 600 / 1000 Volt grade (or otherwise mentioned in cable description ) in prelaid conduits / trenches to be installed as per routes shown on drawings including cost of all necessary materials, connections, identification tags, cables lugs properly crimped at both ends for the following sizes complete in all respects. | m | 373.5 | 2461.31 | Meter | 373.5 | 2461.31 | 15.18.1
15-126-e | Supply and installation of four core copper conducter PVC/PVC power cable (BS6400,BS6346,BS7629) in apropriete size of GI cable tray and PVC condute surface mounted completed in all respect. | Meter | 373.5 | 13090.44 | Meter | 373.5 | 13090.44 | 15.4.5,
15-127-a | Supply at site, installation, testing and commissioning of the One gang light control switches 10 Amps, 250Volts one way, including appropriate size concealed MS, powder coated back box, complete in all respects. | Each | 29.88 | 746.73 | Each | 29.88 | 746.73 | 15.4.5
15-127-b | Supply at site, installation, testing and commissioning of Two gang light control switches 10 Amps, 250Volts one way, including appropriate size concealed MS, powder coated back box, complete in all respects. | Each | 29.88 | 843.93 | Each | 29.88 | 843.93 | 15.4.5
15-127-c | Supply at site, installation, testing and commissioning of Three gang light control switches 10 Amps, 250Volts one way, including appropriate size concealed MS, powder coated back box, complete in all respects. | Each | 44.82 | 652.32 | Each | 44.82 | 652.32 | 15.4.5
15-127-d | Supply at site, installation, testing and commissioning of Four gang light control switches 10 Amps, 250Volts one way, including appropriate size concealed MS, powder coated back box, complete in all respects. | Each | 44.82 | 907.47 | Each | 44.82 | 907.47 | 15.4.5
15-127-e | Supply at site, installation, testing and commissioning of Five gang light control switches 10 Amps, 250Volts one way, including appropriate size concealed MS, powder coated back box, complete in all respects. | Each | 59.76 | 991.97 | Each | 59.76 | 991.97 | 15.4.5
15-127-f | Supply at site, installation, testing and commissioning ofSix gang light control switches 10 Amps, 250Volts one way, including appropriate size concealed MS, powder coated back box, complete in all respects. | Each | 59.76 | 1224.03 | Each | 59.76 | 1224.03 | 15.4.5
15-127-g | Supply at site, installation, testing and commissioning of the Eight gang light control switches 10 Amps, 250Volts one way, including appropriate size concealed MS, powder coated back box, complete in all respects. | Each | 93.38 | 1530.72 | Each | 93.38 | 1530.72 | 15.4.5
15-127-h | Supply at site, installation, testing and commissioning of One gang light control switches 10 Amps, 250Volts two way, including appropriate size concealed MS, powder coated back box, complete in all respects. | Each | 29.88 | 904.68 | Each | 29.88 | 904.68 | 15.4.5
15-127-i | Supply at site, installation, testing and commissioning of 2 & 3 pin switched socket unit 5/10 Amps, 250Volts, round pin including appropriate size MS, powder coated back box, complete in all respects. | Each | 29.88 | 819.7 | Each | 29.88 | 819.7 | 15.4.5
15-127-j | Supply at site, installation, testing and commissioning of 3 pin switched socket unit 13/15 Amps, 250Volts, round pin including appropriate size MS, powder coated back box, complete in all respects. | Each | 44.82 | 1223.49 | Each | 44.82 | 1223.49 | 15.4.5
15-127-k | Supply at site, installation, testing and commissioning of 3 pin switched socket unit 20 Amps, 250Volts, round pin including appropriate size MS, powder coated back box, complete in all respects. | Each | 44.82 | 743.51 | Each | 44.82 | 743.51 | 15.4.5
15-127-l | Supply at site, installation, testing and commissioning of Push Button 10 Amps, 250Volts, including appropriate size MS, powder coated back box, complete in all respects. | Each | 44.82 | 1846 | Each | 44.82 | 1846 | 15.4.7
15-127-m | Supply at site, installation, testing and commissioning of Fan Dimmer with switch/ MS, powder coated back box with all associated accessories, complete in all respects. | Each | 44.82 | 956.07 | Each | 44.82 | 956.07 | 15.4.12
15-127-n | Supply at site, installation, testing and commissioning of DP switch 20 Amps with neon indication lamp complete with MS, powder coated back box, complete in all respects. | Each | 59.76 | 971.01 | Each | 59.76 | 971.01 | 15.4.12
15-127-o | Supply at site, installation, testing and commissioning of Three Pin 220 V 05/10 Amp Switch socket, complete in all respects. | Each | 59.76 | 606.51 | Each | 59.76 | 606.51 | 15.4.12
15-127-p | Supply at site, installation, testing and commissioning of Three Pin 220 V 20 Amps Switch socket, complete in all respects. | Each | 59.76 | 679.41 | Each | 59.76 | 679.41 | 0
15-127-q | Supply at site, installation, testing and commissioning of Three Pin Universal Switch socket, complete in all respects. | Each | 59.76 | 223.79 | Each | 59.76 | 223.79 | 15.4.6
15-128-a | Supply and installation of Flush Face Plate One Way Switch 220V 10 Amps Switch, complete in all respects | Each | 14.94 | 97.56 | Each | 14.94 | 97.56 | 15.4.5
15-128-b | Supply and installation of Flush Face Plate Two Way Switch 220V 10 Amps switch, complete in all respects | Each | 14.94 | 120.64 | Each | 14.94 | 120.64 | 15.4.5
15-129-a | Supply &. Installation of flush type switch (Single pole 220V 5 amps switch 1 way) manufactured by fixed over sheet including appropriate size outlet box of 16SWG black enameled MS sheet recessed in wall, column etc. complete in all respects | Each | 29.88 | 260.73 | Each | 29.88 | 260.73 | 15.4.5
15-129-b | Supply &. Installation of flush type switch (Single pole 220V 10 amps switch 2 way) manufactured by fixed over sheet including appropriate size outlet box of 16SWG black enameled MS sheet recessed in wall, column etc. complete in all respects | Each | 29.88 | 236.43 | Each | 29.88 | 236.43 | 15.4.5
15-129-c | Supply &. Installation of flush type switch (2-Pin 10 amps 220 V Switch Socket) manufactured by fixed over sheet including appropriate size outlet box of 16SWG black enameled MS sheet recessed in wall, column etc. complete in all respects | Each | 29.88 | 303.26 | Each | 29.88 | 303.26 | 15.4.5
15-130-a | Supply, installation, testing and commissioning of 2 core 1.5 Sqmm stranded copper conductor tin coated with drain PVC insulated wires 600/1000 V. grade, fire resistant, low smoke, zero halogen Cu conductor to be pulled in already installed 20mm dia. heavy duty PVC conduit recessed in wall, columns, slab, floor or above false ceiling with all necessary fixing accessories | Point | 186.75 | 4497.28 | Point | 186.75 | 4497.28 | 15.18.8
15-130-b | Supply, installation, testing and commissioning of Mixer Amplifier (240W); 6 MIC Input; complete in all respects. | Each | 373.5 | 83542.38 | Each | 373.5 | 83542.38 | 15.16.3
15-130-c | Supply, installation, testing and commissioning of Power Amplifier | Each | 373.5 | 166711.27 | Each | 373.5 | 166711.3 | 15.16.3
15-130-d | Supply and installation of plena easy line 120 Watt mixer amplifier | Each | 747 | 55422 | Each | 747 | 55422 | 0
15-130-e | Supply, installation, testing & commissioning of Back Ground Music Player | Each | 747 | 78146.77 | Each | 747 | 78146.77 | 0
15-130-f | Supply, installation, testing & commissioning of Goose Neck Microphone | Each | 373.5 | 19631.25 | Each | 373.5 | 19631.25 | 15.16.4
15-130-g | Supply, installation, testing & commissioning of Table Stand Microphone | Each | 373.5 | 19631.25 | Each | 373.5 | 19631.25 | 15.16.4
15-130-h | Supply, installation, testing & commissioning of Cordless MIC with Receivers | Each | 373.5 | 77726.59 | Each | 373.5 | 77726.59 | 15.16.4
15-130-i | Supply, installation, testing & commissioning of Ceiling Mount Speakers | Each | 186.75 | 2514.7 | Each | 186.75 | 2514.7 | 15.16.7
15-130-j | Supply, installation, testing & commissioning of Wall Mount Speakers | Each | 186.75 | 50855.47 | Each | 186.75 | 50855.47 | 15.16.7
15-130-k | Supply, installation, testing & commissioning of Wall Mount Speakers | Each | 186.75 | 6152.86 | Each | 186.75 | 6152.86 | 15.16.7
15-130-l | Supply, installation, testing & commissioning of Column Loud Speakers | Each | 186.75 | 22931.55 | Each | 186.75 | 22931.55 | 15.16.7
15-130-m | Supplying, installation, wiring, connection of speaker cable 37/0.0076 flexible cable for Audio speaker and pre laid 3A" PVC conduit | m | 4.48 | 89.53 | Meter | 4.48 | 89.53 | 0
15-130-n | Supply, connecting, testing & commissioning of recessed mounting 8" dia Speaker having cylinderical shape 5W operating voltage 12V suitable for PA system, complete in all respects. | No | 93.38 | 3738.38 | No | 93.38 | 3738.38 | 15.16.7
15-131-a | Supply, testing and commissioning of 2 core 1.5mm. Sqmm stranded copper conductor tin coated with drain PVC insulated wires 600/1000 V. grade, fire resistant, LSZH Cu Conductor to be pulled in already installed 20mm dia. heavy duty PVC conduit recessed in wall, columns, slab, floor or above false ceiling with all necessary fixing accessories as per site conditions. | Point | 669.19 | 6103.86 | Point | 669.19 | 6103.86 | 15.18.8
15-131-b | Supply, installation, testing & commissioning of Analogue Addressable Manual Call Point / Pull Station with Base and Back Box with Key UL Listed complete in all respects. | Each | 186.75 | 8977.35 | Each | 186.75 | 8977.35 | 0
15-131-c | Supply, installation, testing & commissioning of Analogue Addressable Sounder with Flasher, 24 VDC, Mounting Base and with Base and Back Box with Key UL Listed complete in all respects. | Each | 186.75 | 17647.69 | Each | 186.75 | 17647.69 | 0
15-131-d | Supply, installation, testing & commissioning of Analogue Addressable Optical Smoke Detector with Base; 24 VDC; UL LISTED, low voltage, solid state, Not Radio Active type, uni-polar and dual chamber with LED alarm indication to be installed on RCC slab, complete in all respects. | Each | 186.75 | 13220.12 | Each | 186.75 | 13220.12 | 15.17.4
15-131-e | Supply, installation, testing & commissioning of Addressable Heat Detector | Each | 186.75 | 7962.75 | Each | 186.75 | 7962.75 | 15.17.4
15-131-f | Supply, installation, testing & commissioning of Wall mounted Sounder of Bosh or Honeywell by UK completed in all respect . | Each | 186.75 | 13369.5 | Each | 186.75 | 13369.5 | 15.16.7
15-131-g | Supply, installation, testing & commissioning of Micro processor based Fire Alarm Control Panel, suppression consisting of loops and can address around 125points, indicating circuits, including 2x12V VDC Batteries, suppression zone built in power supply, including stand by battery, alarm and trouble indication, silence alarm and reset system, general alarm and reset system, general alarm facility, complete in all respects. | Each | 186.75 | 319769.16 | Each | 186.75 | 319769.19 | 15.17.8
15-131-h | Supply, installation, connecting, testing and commissioning of conventional type Fire Alarm Control Panel (FACP) having 2 zone conventional type Honeywell or equivalent | No | 186.75 | 91311.75 | No | 186.75 | 91311.75 | 0
15-132 | Supply, installation, testing & commissioning of Beam Detector, TX-RX, 50 meter Range, complete in all respects. | Each | 186.75 | 69676.41 | Each | 186.75 | 69676.41 | 0
15-133 | Supply, installation, testing & commissioning of522input module | Each | 186.75 | 12840.03 | Each | 186.75 | 12840.03 | 15.16.4 ,
15-134 | Supply, installation, testing & commissioning of Manual call Point of Bosh or Honeywell by UK completed in all respect. | Each | 186.75 | 8388 | Each | 186.75 | 8388 | 0
15-135-a | Supply at site, fabrication and installation of GI perforated cable tray 14 SWG 8 ft. to 10 ft. long with sides 3" high to be installed on wall, or in vertical, or above false ceiling in horizontal position or floor mounted or as shown on drawing, including cost of hanging arrangement brackets made of angle iron 38mm x 38mm x 6mm installed at every 3 ft., cost of all necessary fixing accessories, complete in all respects. | Rft | 334.59 | 1300.52 | m | 1097.75 | 4266.79 | 0
15-135-b | Supply at site, fabrication and installation of GI perforated cable tray 14 SWG 8 ft. to 10 ft. long with sides 3" high to be installed on wall, or in vertical, or above false ceiling in horizontal position or floor mounted or as shown on drawing, including cost of hanging arrangement brackets made of angle iron 38mm x 38mm x 6mm installed at every 3 ft., cost of all necessary fixing accessories, complete in all respects. | Rft | 334.59 | 1350.33 | m | 1097.75 | 4430.23 | 0
15-135-c | Supply at site, fabrication and installation of GI perforated cable tray 14 SWG 8 ft. to 10 ft. long with sides 3" high to be installed on wall, or in vertical, or above false ceiling in horizontal position or floor mounted or as shown on drawing, including cost of hanging arrangement brackets made of angle iron 38mm x 38mm x 6mm installed at every 3 ft., cost of all necessary fixing accessories, complete in all respects. | Rft | 334.59 | 1000.41 | m | 1097.75 | 3282.2 | 0
15-135-d | Supply at site, fabrication and installation of GI perforated cable tray 14 SWG 8 ft. to 10 ft. long with sides 3" high to be installed on wall, or in vertical, or above false ceiling in horizontal position or floor mounted or as shown on drawing, including cost of hanging arrangement brackets made of angle iron 38mm x 38mm x 6mm installed at every 3 ft., cost of all necessary fixing accessories, complete in all respects. | Rft | 334.59 | 1100.04 | m | 1097.75 | 3609.07 | 0
15-135-e | Supply at site, fabrication and installation of GI perforated cable tray 14 SWG 8 ft. to 10 ft. long with sides 3" high to be installed on wall, or in vertical, or above false ceiling in horizontal position or floor mounted or as shown on drawing, including cost of hanging arrangement brackets made of angle iron 38mm x 38mm x 6mm installed at every 3 ft., cost of all necessary fixing accessories, complete in all respects. | Rft | 334.59 | 900.78 | m | 1097.75 | 2955.33 | 0
15-136-a | Supply at site, installation, testing and commissioning ofLayer 3 (Core) Level Network Switch, Managable for Data Rack, 24 Port Giga Ethernet (10/100/1000) with Copper & Fiber Uplink Ports Including Cost of 02 Nos 10 Giga SFP Modules(Support 02 Nos 1.0 Giga SFP Modules) having:min 4 combo Rj45/SFP ports supporting SX/LX/LH etc. min 4 SFP+ ports support SX/LX/LH etc, complete in all respects. | Job | 4482 | 351721.91 | Job | 4482 | 351721.91 | 0
15-136-b | Supply at site, installation, testing and commissioning of Layer 2 (Edge) Level Network Switch, Manageable for Data Rack, 24 Port Giga Ethernet (10/100/1000) with Copper & Fiber Uplink Ports (Support 04 Nos 1.0 Giga SFP Modules). 1.0 Gigabit uplink flexibility with Small Form-Factor Pluggable Plus (SFP+). 8 ports of Gigabit Ethernet for desktop connectivity, complete in all respects. | Each | 8030.25 | 101766.45 | Each | 8030.25 | 101766.5 | 0
15-136-c | Supply at site, installation, testing and commissioning of U/UTP, 4 pair Cat 6a (500 MHz) Network Cable supports (10 Giga) laid in PVC Conduit , with pure copper conductor PVC insulated PVC sheathed including cost of Single Shutter Face plate with UTP Cat-6a Keystone Jack with Back Box to be installed on walls, from Data Cabinet to Computer Points, PVC conduit & Cable tray. Complete in all respects. | Each | 747 | 7000.6 | Each | 747 | 7000.6 | 0
15-136-d | Supply and erection of Cable for Voice Communication System from communication rack to each work station / outlet in 25mm PVC conduit / channel as per drawing including termination, tagging at both ends, complete in all respects | Each | 747 | 7077.15 | Each | 747 | 7077.15 | 0
15-136-e | Supply, installation, testing and commissioning of Wireless Access Point (AP); 802.11 A/G/N; DUAL BAND, complete in all respects | Each | 44.82 | 79903.13 | Each | 44.82 | 79903.13 | 0
15-136-f | Supply at site, installation, testing and commissioning of data cabinet of approximate size as mentioned below, powder coated, having lockable glass door at front, 4 exhaust fans on top, suitable for under mentioned patch panels, consisting of the following voice and data points to be terminated on modular patch panel, including cost of power bus bar, input / output RJ-45 connectors suitable for Cat. 6a cables patch guides, patch cords, both for Voice and Data, all necessary accessories / materials for active and passive equipment, 24 ports switch. The data cabinet shall be complete in all respects including cost of all necessary materials / accessories required for proper functioning for the data cabinet. Data cabinet shall be installed after obtaining necessary permission from the computer specialist of the Client. | Each | 2676.75 | 27738.55 | Each | 2676.75 | 27738.55 | 0
15-136-g | Supply at site, installation, testing and commissioning of data cabinet of approximate size as mentioned below, powder coated, having lockable glass door at front, 4 exhaust fans on top, suitable for under mentioned patch panels, consisting of the following voice and data points to be terminated on modular patch panel, including cost of power bus bar, input / output RJ-45 connectors suitable for Cat. 6a cables patch guides, patch cords, both for Voice and Data, all necessary accessories / materials for active and passive equipment, 24 ports switch. The data cabinet shall be complete in all respects including cost of all necessary materials / accessories required for proper functioning for the data cabinet. Data cabinet shall be installed after obtaining necessary permission from the computer specialist of the Client. | Each | 2676.75 | 93801.75 | Each | 2676.75 | 93801.75 | 0
15-136-h | Supply, Installation, testing and commissioning of 42 port DATA cabinet with 3 no’s cabinet tray, 4 no’s power socket and with flexi glass door | Each | 1494 | 62244 | Each | 1494 | 62244 | 0
15-136-i | Supply at site, installation, testing and commissioning of data cabinet of approximate size as mentioned below, powder coated, having lockable glass door at front, 4 exhaust fans on top, suitable for under mentioned patch panels, consisting of the following voice and data points to be terminated on modular patch panel, including cost of power bus bar, input / output RJ-45 connectors suitable for Cat. 6a cables patch guides, patch cords, both for Voice and Data, all necessary accessories / materials for active and passive equipment, 24 ports switch. The data cabinet shall be complete in all respects including cost of all necessary materials / accessories required for proper functioning for the data cabinet. Data cabinet shall be installed after obtaining necessary permission from the computer specialist of the Client. | Each | 5353.5 | 132928.5 | Each | 5353.5 | 132928.5 | 15.20.4
15-137-a | Supply and installation from computer outlet to 30 port patch panel with CAT-6 DATA cable run in PVC conduit and complete in all respectsin walls including chase etc : 1.25\" i/d | m | 93.38 | 180.85 | Meter | 93.38 | 180.85 | 0
15-137-b | Supply and installation, testing and commissioning of 30 port data patch panel surfaces mounted and complete in all respects | Each | 1494 | 23364 | Each | 1494 | 23364 | 0
15-137-c | Supply and installation of 30 ports 10/100-2 gaga uplink ports data switch(CISCQ2960-24 TTL) | Each | 4482 | 83457 | Each | 4482 | 83457 | 0
15-138-a-01 | Supply and Installation of 10-Pair Telephone Junction Box with back mounting frame and connection strip Recessed in wall Type where shown on drawings, made of 16 SWG M.S. Sheet with hinged door. Completed in all respects | Each | 747 | 8037 | Each | 747 | 8037 | 15.2.3
15-138-a-02 | Supply and Installation of 25-Pair Telephone Junction Box with back mounting frame and connection strip Recessed in wall Type where shown on drawings, made of 16 SWG M.S. Sheet with hinged door. Completed in all respects | Each | 747 | 18972 | Each | 747 | 18972 | 15.2.3
15-138-a-03 | Supply and Installation of 50-Pair Telephone Junction Box with back mounting frame and connection strip Recessed in wall Type where shown on drawings, made of 16 SWG M.S. Sheet with hinged door. Completed in all respects | Each | 1494 | 28224 | Each | 1494 | 28224 | 15.2.3
15-138-a-04 | Supply and Installation of 100-Pair Telephone Junction Box with back mounting frame and connection strip Recessed in wall Type where shown on drawings, made of 16 SWG M.S. Sheet with hinged door. Completed in all respects | Each | 1494 | 86544 | Each | 1494 | 86544 | 15.2.3
15-138-b | Supply and Installation of 500-Pair Telephone Junction Box with back mounting frame and connection strip Recessed in wall Type where shown on drawings, made of 16 SWG M.S. Sheet with hinged door. Completed in all respects | Each | 1494 | 153369 | Each | 1494 | 153369 | 15.2.3
15-138-c-01 | Supply and Installation, testing and commissioning of 24-ports 10/100-2 giga uplink ports DATA switch completed in all respects | Each | 1494 | 25186.5 | Each | 1494 | 25186.5 | 0
15-138-c-02 | Supply and Installation, testing and commissioning of 48-ports 10/100-2 giga uplink ports DATA switch, complete in all respects | Each | 1494 | 25186.5 | Each | 1494 | 25186.5 | 0
15-138-d | Deleted | Rft | 0 | 0 | m | 0 | 0 | 0
15-138-e-01 | Supply, Installation, testing and commissioning of Single Port Data outlet of 1 x RJ-45 I/Os for Cat-6 cable and with 16 SWG back box, complete in all respects | Each | 14.94 | 622.44 | Each | 14.94 | 622.44 | 15.4.19
15-138-e-02 | Supply, Installation, testing and commissioning of Dual Port Data outlet of 1 x RJ-45 I/Os for Cat-6 cable and with 16 SWG back box completed in all respects | Each | 14.94 | 683.19 | Each | 14.94 | 683.19 | 15.4.19
15-138-f | Supply, Installation, testing and commissioning of Patch Cord CAT-6, 1m for computer complete in all respects | Each | 46.76 | 690.71 | Each | 46.76 | 690.71 | 0
15-138-g | Supply and Erection of 3M Cat-6 Cable in 3/4",1"pvc conduit, complete in all respect | Rft | 14.94 | 203.26 | m | 49.02 | 666.88 | 0
15-138-h | Supply at site, testing, installation & commissioning of 12 Port Cat-3 Telephone Patch Panel installed in Data Cabinet | Each | 186.75 | 11607.75 | Each | 186.75 | 11607.75 | 0
15-138-i | Supply and Installation of Single Port Telephone outlet of CAT-5,1 x RJ-45 I/Os and back box of 16 SWG, complete in all respects | Each | 44.82 | 652.32 | Each | 44.82 | 652.32 | 0
15-138-j | Supply and Installation of Double Port Telephone outlet of CAT-5,1 x RJ-45 I/Os and back box of 16 SWG, complete in all respects | Each | 44.82 | 713.07 | Each | 44.82 | 713.07 | 0
15-138-k-01 | Supply installation, connection, testing and Commissioning of Telephone Exchange comparising 4 Trunk lines, 12 Digital Estentions, 200 Auto Dial Extention and attendeant console with UPS builtin 16+ 34 Kx-Txa 600. | Each | 10458 | 496458 | Each | 10458 | 496458 | 0
15-138-k-02 | Supply and Installation of Telephone Exchange with 16 Trunk and 300 Extensions with UPS Built-in 16+304 KX-TDA 600, Consol Set, CLI Card, UPS Cable with Batteries, complete in all respects | Each | 26767.5 | 1575892.5 | Each | 26767.5 | 1575893 | 0
15-138-l | Supply and Installation of DT 364 Consol Set complaeted with all respect | Each | 1494 | 27616.5 | Each | 1494 | 27616.5 | 15.7.4
15-138-m | Supply and Installation of KX-TDA 0193CLI Card for 16 Trunk complated with all respect | Each | 1494 | 52888.5 | Each | 1494 | 52888.5 | 0
15-138-n | Supply and Installation of SKX-A228UPS Cable with Batteries.Copmlated wih all respect | Each | 186.75 | 21449.25 | Each | 186.75 | 21449.25 | 0
15-138-o | Supply, installation, connecting, testing and commissioning of Duplex telephone outlets F C C standard | No | 93.38 | 883.13 | No | 93.38 | 883.13 | 0
15-138-p | Supply, installation, connecting, testing and commissioning of Telephone distribution board having 1 x 1 5 cair termination block | No | 93.38 | 5196.38 | No | 93.38 | 5196.38 | 15.7.4
15-138-q | Supply, installation, connecting, testing and commissioning of PABX suitable for 4 line & 15 extension | No | 2988 | 118413 | No | 2988 | 118413 | 0
15-138-r | Providing & fixing 3 pair telephone cable (Pony make) in already installed conduit | Rft | 2.99 | 54.27 | m | 9.8 | 178.06 | 0
15-138-s-01 | Supply & Erection of Telephone vrire 1 Pair | Yard | 37.35 | 55.58 | Yard | 37.35 | 55.58 | 0
15-138-s-02 | Supply & Erection of Telephone vrire 2 Pair | Yard | 37.35 | 81.09 | Yard | 37.35 | 81.09 | 0
15-138-t | Providing fixing of telephone termination box including sheet steel back box, complete in all respects | Each | 93.38 | 3130.88 | Each | 93.38 | 3130.88 | 0
15-138-u | Providing & fixing polycarbonate flame retardant digital telephone socket with lancy " lovory" gang plate fixed on die fabricate powder coated metal board recessed in wall or column including connecting | Each | 93.38 | 883.13 | Each | 93.38 | 883.13 | 0
15-138-v | Supply & Erection of telephone point with socket complete | Each | 37.35 | 486.9 | Each | 37.35 | 486.9 | 0
15-139-a | Supply and Installation of Outdoor True Day & Night Color Camera 1/3" CCD, 530TVL, 0 Lux, 49 IR LEDs, 2.8 to 10mm Auto Iris Varifocal Lens, IP66 Rating Outdoor Weatherproof Housing, DC12V/ AC24V, PAL, HCD-92534X-Honyewell completed in all respect | Each | 1494 | 53131.5 | Each | 1494 | 53131.5 | 15.20.2
15-139-b | Supply and Installation of True Day & Night Color Indoor Camera 1/3" CCD, 550TVL, Color 0.3Lux & B/W 0.002Lux, Day/Night, DC12V/ AC24V, PAL, HCC-690P completed in all respect | Each | 2676.75 | 29163.75 | Each | 2676.75 | 29163.75 | 15.2.3
15-139-c | Supply, Installation, Testing and Commissioning of Wall bracket box Camera, type PoE I.P camera with day and night feature having 1.3MP Resolution with live/recording quality of min 15 fps, Varifocal Lens 2.8-12mm, along with all mounting accessories complete in all respect | Each | 1494 | 27981 | Each | 1494 | 27981 | 15.20.2
15-139-d | Supply and Installation of Indoor Dome Camera,1/3" CCD, 550TV lines, 0.1lx (F2.0),Internal Sync., AWB / BLC / AGC Mirror On-Off Control, varifocal lens 3.6mm, Gray color case, DC12V, PAL, HDC-890P-36 completed in all respect | Each | 44.82 | 20396.07 | Each | 44.82 | 20396.07 | 0
15-139-e | Supply of Installation Indoor, Outdoor Dome IR Camera,1/3"CCD, 530TV lines, IR LEDs, 0.1lx (F2.0),Internal Sync., AWB / BLC / AGC Mirror On-Off Control, varifocal lens 3.6mm, Gray color case, DC12V, PAL, HDC-515PI-36 completed in all respect | Each | 448.2 | 23290.2 | Each | 448.2 | 23290.2 | 0
15-139-f | Supply Installation of 32-Channel Digital Video Recorder, real time display 400ips andwith Built-in DVD writer,XtraStor/MPEG4 compression,1TB,HDD,SATA port with remoteviewing and management software HNDR-E1648L-N-D-E,Honyewell.complated with all respect | Each | 1494 | 426744 | Each | 1494 | 426744 | 0
15-139-g | Supply, installation, Testing and commissioning of INDOOR DOME CAMERA; 2.0 MP FULL HD 1080P; 1/2.7" CMOS PROGRESSIVE SCAN; 3-10 mm VARIFOCAL DC IRIS LENS; WDR > 100 dB; PoE; 12 VDC complete in all respects. | Each | 448.2 | 85498.2 | Each | 448.2 | 85498.2 | 0
15-139-h | Supply, installation, Testing and commissioning of CAMERA DOME; 1/2.7" PS CMOS; 1.3 Mp HD-720P; 3-10 mm DC I V/F LENS; 76 DB WDR; PoE; 12 VDC. complete in all respects. | Each | 448.2 | 79423.2 | Each | 448.2 | 79423.2 | 0
15-139-i | Supply and Installation of Video Management and Recording System including media converter | Each | 1494 | 426744 | Each | 1494 | 426744 | 0
15-139-j | Supply and installation of 16 input to 01 output digital multiplexer for CCTV system complete in all respect | Each | 1494 | 24336 | Each | 1494 | 24336 | 15.7.4
15-139-k | Installation and Cabling (RG-11 Coaxial Cable through approved 3A" PVC conduit) | m | 1.49 | 232.61 | Meter | 1.49 | 232.61 | 0
15-139-l | Supply and installation of 32" LCD monitor of best quality | Each | 448.2 | 55123.2 | Each | 448.2 | 55123.2 | 15.20.6
15-139-m | Supply & fixing of 1/3M Color Dome Cameras equipped with following charactaristics. Built in Varifocal Lens (4.0mm - 9.0mm) Back Light Compensation Built-in Flickerless Hiqh Resolution more than 470TV line 0.4 Lux at F1" 2 Compact Design Approval: FCC, CE | No | 1494 | 26401.5 | No | 1494 | 26401.5 | 0
15-139-n | Supply, installation, connecting, testing & commissioning of ceiling mounting Fixed position super high resolution color Dome Camera Day/ Night with Dynamic rang 12mm varifocal autoirise lens, 12/24V dual operating voltage, complete in all respects | No | 1494 | 44019 | No | 1494 | 44019 | 15.20.2
15-139-o | Supply, installation, connecting, testing & commissioning of High-sensitivity, 1/3" Ex-View HAD CCD color Camera Day/ Night (outdoor), 12//24V dual perating voltage with Motorized gear box, complete in all respects or equivalent, | No | 1494 | 40374 | No | 1494 | 40374 | 15.20.2
15-139-p | Supply, installation, connecting, testing & commissioning of CCTV Digital vidio recorder "DVR" equipment, suitable for 16 channel, including power supply distributer 12 volts with color 22" LCD, complete in all respects | No | 1494 | 365994 | No | 1494 | 365994 | 15.20.4
15-140-a | Supply, installation, testing and commissioning of Patch Panel 12 Port Loaded with RJ-45 I/Os Suitable for CAT-VI FTP CABLE; Rack Mount , complete in all respects. | Each | 89.64 | 4497.26 | Each | 89.64 | 4497.26 | 0
15-140-b | Supply, installation, testing and commissioning of Patch Panel 24 Port Loaded with RJ-45 I/Os Suitable for CAT-VI FTP CABLE; Rack Mount, complete in all respects. | Each | 186.75 | 9278.44 | Each | 186.75 | 9278.44 | 0
15-141-a | Supply, installation, testing and commissioning of Cable Manager / Organizer | Each | 373.5 | 5301.41 | Each | 373.5 | 5301.41 | 0
15-141-b | Supply, installation, Testing and commissioning of UTP Cat-6a Patch Cords 1m (Supports 10 Giga Network) to be Installed in Data Cabinets | Each | 29.88 | 675.24 | Each | 29.88 | 675.24 | 15.18.6
15-141-c | Supply, installation, Testing and commissioning of UTP Cat-6a Patch Cords 3m (Supports 10 Giga Network) to be Installed in Data Cabinets | Each | 29.88 | 1852.38 | Each | 29.88 | 1852.38 | 15.18.6
15-142-a | Supply, installation, Testing and commissioning of Single Shutter / Port with 1x RJ-45 I/O & Back Box, complete in all respects. | Each | 89.64 | 1636.42 | Each | 89.64 | 1636.42 | 0
15-142-b | Supply, installation, Testing and commissioning of Double Shutter / Port with 1x RJ-45 I/O & Back Box, complete in all respects | Each | 89.64 | 2642.72 | Each | 89.64 | 2642.72 | 0
15-142-c | Supply and installion of Computer single port face plate CAT-6 RJ-JACK with appropriate MS 16SWG enameled back box recessed in wall, column etc... complete in all respects in walls including chase etc : 1.5" i/d | Each | 35.86 | 619.06 | Each | 35.86 | 619.06 | 0
15-142-d | Supply and installion of Computer double port face plate CAT-6 RJ-JACK with appropriate MS 16SWG Orange enameled back box recessed in wall, column etc.complete in all respects | Each | 44.82 | 688.77 | Each | 44.82 | 688.77 | 0
15-142-e | Supply and Installation, testing and commissioning of 42 port DATA cabinet with 3 no's cabinet tray, 4 No's power socket and with flexi glass door l | Each | 4482 | 65232 | Each | 4482 | 65232 | 15.16.10
15-143-a | Supply, installation, testing and commissioning of the following Fiber Optic Cables to be installed in conduits, cable trays and dura duct including cost of all necessary accessories/ materials complete in all respects. | Rft | 10.46 | 34.76 | m | 34.31 | 114.04 | 0
15-143-b | Supply, installation, testing and commissioning of the following Fiber Optic Cables to be installed in conduits, cable trays and dura duct including cost of all necessary accessories/ materials complete in all respects. | Rft | 14.94 | 63.54 | m | 49.02 | 208.46 | 0
15-143-c | Supply, installation, testing and commissioning of the following Fiber Optic Cables to be installed in conduits, cable trays and dura duct including cost of all necessary accessories/ materials complete in all respects. | Rft | 14.94 | 87.84 | m | 49.02 | 288.19 | 0
15-143-d | Supply, installation, testing and commissioning of the following Fiber Optic Patch cord to be installed in conduits, cable trays and dura duct including cost of all necessary accessories/ materials complete in all respects. | Rft | 14.94 | 112.14 | m | 49.02 | 367.91 | 15.18.6
15-143-e | Supply, installation, testing and commissioning of the following Fiber Optic Patch cord to be installed in conduits, cable trays and dura duct including cost of all necessary accessories/ materials complete in all respects. | Rft | 14.94 | 136.44 | m | 49.02 | 447.64 | 15.18.6
15-143-f | Supply, installation, testing and commissioning of the following Fiber Optic Patch cord to be installed in conduits, cable trays and dura duct including cost of all necessary accessories/ materials complete in all respects. | Rft | 10.46 | 374.96 | m | 34.31 | 1230.18 | 15.18.6
15-144-a | Supply and Installation of 0.5 to 1mm2 Cat-5 cable laid in 1", 1-1/2" or 2" pvc conduit or Cable Tray, complete in all respects including clamps etc: 1.25" i/d | m | 13.45 | 383.35 | Meter | 13.45 | 383.35 | 0
15-144-b | Supply and Installation of 0.5 to 1mm2 Cat-5 cable laid in 1", 1-1/2" or 2" pvc conduit or Cable Tray, complete in all respects including clamps etc: 1.25" i/d | m | 13.45 | 962.66 | Meter | 13.45 | 962.66 | 0
15-144-c | Supply and Installation of 0.5 to 1mm2 Cat-5 cable laid in 1", 1-1/2" or 2" pvc conduit or Cable Tray, complete in all respects including clamps etc: 1.25" i/d | m | 13.45 | 1734.19 | Meter | 13.45 | 1734.19 | 0
15-144-d | Supply and Installation of 0.5 to 1mm2 Cat-5 cable laid in 1", 1-1/2" or 2" pvc conduit or Cable Tray, complete in all respects including clamps etc: 1.25" i/d | m | 13.45 | 3359.25 | Meter | 13.45 | 3359.25 | 0
15-144-e | Supply and Installation of 0.5 to 1mm2 Cat-5 cable laid in 1", 1-1/2" or 2" pvc conduit or Cable Tray, complete in all respects including clamps etc: 1.25" i/d | Each | 0 | 0 | Each | 0 | 0 | 15.7.4
15-144-f | Supply, installation, connecting, testing and commissioning of 15 -Pair telephone cable complete in all respects | Rft | 93.38 | 199.69 | m | 306.35 | 655.14 | 0
15-145 | Supply, installation, testing and commissioning of the ODF; 12 Port Loaded with 6x Pigtails Multimode Tray & Other Accessories, Rack Mount 1U Form Factor, complete in all respects. | Each | 2676.75 | 124300.95 | Each | 2676.75 | 124300.9 | 0
15-146 | Supply, installation, testing and commissioning of OFC Patch Cord; 3m; Multi Mode; Duplex Type, complete in all respects. | Each | 14.94 | 2133.71 | Each | 14.94 | 2133.71 | 15.18.6
15-147 | Supply, Installation, Testing and Commissioning of Colour 59" HD Colour LED Monitor with wall Hanging, complete in all respects | Each | 373.5 | 91498.5 | Each | 373.5 | 91498.5 | 0
15-148 | Supply, Installation, Testing and Commissioning of Core-i7; 8 GB RAM; 1 TB HDD; KB Mouse DVD R/W; Windows Graphic Card 4G Internal Tower Type PC (Computer), complete in all respects | Each | 373.5 | 182623.5 | Each | 373.5 | 182623.5 | 15.20.4
15-149 | Supply at site , insallation, testing and commissioning of Polycarbonate junction box (250x250x150)mm to facilitate connection of incoming and outgoing cables of maximum size 35sqmm complete with terminal blocks,cables glands, one 6A Sp MCB , complete in all respects. | Each | 747 | 6436.81 | Each | 747 | 6436.81 | 0
15-150 | Supply, installation of Rubber mat 3 feet wide x 1/4" thick to be placed all long the length of Main Panel Board in L.T. Panel Room | Rft | 73.92 | 464.51 | m | 242.53 | 1523.98 | 0
15-151 | Supply, installation of Buckets made of M.S. sheet to be hung on hooks and filled with sand as per Electric Inspectors requirements. | Each | 23.66 | 2468.71 | Each | 23.66 | 2468.71 | 0
15-152 | Supply of electric shock chart fixed on wooden board and hang on wall as per the requirement of Electrical Inspector. | Each | 23.66 | 2120.37 | Each | 23.66 | 2120.37 | 0
15-153 | supply,Insatallation, testing & commisioning of Single Phase KWH Energy Meters from Main Service of LT Line to each building Complete in all respect | Each | 373.5 | 19813.5 | Each | 373.5 | 19813.5 | 0
15-154-a | Providing and fixing of point wiring (including circuit wiring with 2.5 mmsq conductors and 2.5 mmsq green / yellow CPC) with 1.5 mmsq single core PVC insulated 450/750 volt grade copper conductors in PVC conduit rigid / flexible (clipped to surface or concealed in structure or under floor), complete in all respects. | No | 29.88 | 455.13 | No | 29.88 | 455.13 | 0
15-154-b | Providing and fixing of Light point controlled by two way switch wiring (including circuit wiring with 2.5 mmsq conductors and 2.5 mmsq green / yellow CPC) with 1.5 mmsq single core PVC insulated 450/750 volt grade copper conductors in PVC conduit rigid / flexible (clipped to surface or concealed in structure or under floor), complete in all respects. | No | 29.88 | 576.63 | No | 29.88 | 576.63 | 0
15-154-c | Providing and fixing of Light point controlled by two way switch wiring (including circuit wiring with 2.5 mmsq conductors and 2.5 mmsq green / yellow CPC) with 1.5 mmsq single core PVC insulated 450/750 volt grade copper conductors in PVC conduit rigid / flexible (clipped to surface or concealed in structure or under floor), complete in all respects. | No | 29.88 | 1770.97 | No | 29.88 | 1770.97 | 0
15-155-a | Supply, installation, connecting, testing & commissioning of flush type 5Amp 3-pin switch & socket outlet with 3 pin switch and socket combine unit with neon bulb fixed on plastic or fiber top covered, including 14 SWG metal board with earth | No | 29.88 | 819.63 | No | 29.88 | 819.63 | 15.4.5
15-155-b | Supply, installation, connecting, testing & commissioning of flush type 13 Amps 3-pin (Duplex) outlet with 3 pin switch and socket combine unit with neon bulb fixed on plastic or fiber top covered, including 14 SWG metal board with earth | No | 29.88 | 698.13 | No | 29.88 | 698.13 | 15.18.8
15-155-c | Supply, installation, connecting, testing & commissioning of flush type 13 Amps 3-pin simplex outlet with 3 pin switch and socket combine unit with neon bulb fixed on plastic or fiber top covered, including 14 SWG metal board with earth | No | 29.88 | 941.13 | No | 29.88 | 941.13 | 15.18.8
15-155-d | Supply, installation, connecting, testing & commissioning of flush type following 16 Amps Soko type switch & socket with 3 pin switch and socket combine unit with neon bulb fixed on plastic or fiber top covered, including 14 SWG metal board with earth | No | 29.88 | 989.73 | No | 29.88 | 989.73 | 15.18.8
15-155-e | Supply, installation, connecting, testing & commissioning of flush type 20 Amps Soko type switch & socket with 3 pin switch and socket combine unit with neon bulb fixed on plastic or fiber top covered, including 14 SWG metal board with earth | No | 29.88 | 941.13 | No | 29.88 | 941.13 | 15.4.5
15-156 | Supply, Installation, Connecting, testing and commissioning of 400 watt Fan dimmer, polycarbonate flame retardant with fancy gang plate fixed on die fabricated poweder coated metal board recessed in wall or column , complete in all respects. | No | 29.88 | 1123.38 | No | 29.88 | 1123.38 | 15.4.7
15-157-a | Providing and fixing of 3/4" dia PVC conduit as raceway, clipped to the surface or concealed in structure, or under floor including all accessories bends, boxes, etc as required for street light + telephone + power cable. | m | 29.88 | 170.82 | Meter | 29.88 | 170.82 | 15.2.4
15-157-b | Providing and fixing of 1" dia PVC conduit as raceway, clipped to the surface or concealed in structure, or under floor including all accessories bends, boxes, etc.as required for street light + telephone + power cable. | m | 29.88 | 189.04 | Meter | 29.88 | 189.04 | 15.2.4
15-157-c | Providing and fixing of 1-1/4" dia PVC conduit as raceway, clipped to the surface or concealed in structure, or under floor including all accessories bends, boxes, as required for street light + telephone + power cable. | m | 29.88 | 243.72 | Meter | 29.88 | 243.72 | 15.2.4
15-157-d | Providing and fixing of 1-1/2" dia PVC conduit as raceway, clipped to the surface or concealed in structure, or under floor including all accessories bends, boxes, etc sizes as required for street light + telephone + power cable. | m | 29.88 | 236.43 | Meter | 29.88 | 236.43 | 15.2.4
15-158 | Providing and fixing of 150 mm dia RCC pipe for power cable, including excavation, sand bedding, back-filling, accessories, manholes, etc | m | 29.88 | 728.51 | Meter | 29.88 | 728.51 | 0
15-159 | Supply, Installation of Short-circuit ratings to IEC 947-2, Icuta at 415 V All components (ELCBs, Contractors et.) with backup protection & incoming MCB suitable backup protection of ELECBs DBs of incoming size 100A or less may be Divided with cascading | No | 1494 | 37944 | No | 1494 | 37944 | 15.7.4
15-160 | Supply, Installation, connecting, testing & commissioning of Floor mounted following submain distribution board SMDB (Block 7-11) power & HVAC complete with all metering with indication lamps complete in all respects. | No | 1494 | 268794 | No | 1494 | 268794 | 15.7.4
15-161 | Supply, Installation, connecting, testing & commissioning of Floor mounted following submain distribution board SMDB (Block 7-11) as required for lighting, power & HVAC as per revise: sngle line diagram, complete with all metering with indication lamps complete in all respects | No | 1494 | 700119 | No | 1494 | 700119 | 15.7.4
15-162-a | Supply, Installation, connecting, testing & commissioning of wall mounted LPDB-B7-B1, LPDB-B7-B1/1 Distribution Boards, compes with all metering with indication lamps complete win all respects | No | 1494 | 92619 | No | 1494 | 92619 | 15.7.4
15-162-b | Supply, Installation, connecting, testing & commissioning of wall mounted LPDB-B7-G1, LPDB-B7-F1, LPDB-B"-31 Distribution Boards, compes with all metering with indication lamps complete win all respects | No | 1494 | 104769 | No | 1494 | 104769 | 15.7.4
15-162-c | Supply, Installation, connecting, testing & commissioning of wall mounted ACDB-B7-G1, ACDB-B7-F1 Distribution Boards, compes with all metering with indication lamps complete win all respects | No | 1494 | 104769 | No | 1494 | 104769 | 15.7.4
15-162-d | Supply, Installation, connecting, testing & commissioning of wall mounted LPDB-B8-B1 Distribution Boards, compes with all metering with indication lamps complete win all respects | No | 1494 | 92619 | No | 1494 | 92619 | 15.7.4
15-162-e | Supply, Installation, connecting, testing & commissioning of wall mounted LPDB-B8-G1, LPDB-B8-F1, LPDB-3:-31 Distribution Boards, compes with all metering with indication lamps complete win all respects | No | 1494 | 104769 | No | 1494 | 104769 | 15.7.4
15-162-f | Supply, Installation, connecting, testing & commissioning of wall mounted LPDB-B8-S1/1, LPDB-B8-S1/2 Distribution Boards, compes with all metering with indication lamps complete win all respects | No | 1494 | 92619 | No | 1494 | 92619 | 15.7.4
15-162-g | Supply, Installation, connecting, testing & commissioning of wall mounted ACDB-B8-G1, ACDB-B8-F1. ACDB-5--51 Distribution Boards, compes with all metering with indication lamps complete win all respects | No | 1494 | 1034244 | No | 1494 | 1034244 | 15.7.4
15-162-h | Supply, Installation, connecting, testing & commissioning of wall mounted LPDB-B9-G1, LPDB-B9-F1, LPDB-EAS1 Distribution Boards, compes with all metering with indication lamps complete win all respects | No | 1494 | 92619 | No | 1494 | 92619 | 15.7.4
15-162-i | Supply, Installation, connecting, testing & commissioning of wall mounted ACDB-B9-F1, ACDB-B9-S1 Distribution Boards, compes with all metering with indication lamps complete win all respects | No | 1494 | 104769 | No | 1494 | 104769 | 15.7.4
15-162-j | Supply, Installation, connecting, testing & commissioning of wall mounted LPDB-B10-G1, LPDB-B10-F1, LPD5-510-S1 Distribution Boards, compes with all metering with indication lamps complete win all respects | No | 1494 | 92619 | No | 1494 | 92619 | 15.7.4
15-162-k | Supply, Installation, connecting, testing & commissioning of wall mounted ACDB-B10-G1, ACDB-B10-F1, ACD5-510-S1 Distribution Boards, compes with all metering with indication lamps complete win all respects | No | 1494 | 104769 | No | 1494 | 104769 | 15.7.4
15-162-l | Supply, Installation, connecting, testing & commissioning of wall mounted LPDB-B11-G1, LPDB-B11-F1 Distribution Boards, compes with all metering with indication lamps complete win all respects | No | 1494 | 92619 | No | 1494 | 92619 | 15.7.4
15-162-m | Supply, Installation, connecting, testing & commissioning of wall mounted ACDB-B11-G1, ACDB-B11-F1 Distribution Boards, compes with all metering with indication lamps complete win all respects | No | 1494 | 104769 | No | 1494 | 104769 | 15.7.4
15-163 | Supply, Installation & Connecting up of floor or wall mounted Sub-main Distribution Board equipment SMDB comprising of Ammeter, Volt meter equiped with Ct's Pt's and selector switches. | No | 1494 | 365994 | No | 1494 | 365994 | 15.7.4
15-164 | Supply, installation, & connecting of Insect killer | No | 186.75 | 8084.25 | No | 186.75 | 8084.25 | 0
15-165-a | Supply, installation, of 3/4" dia PVC Conduit for NURSE CALL SYSTEM 1 CALL BELLS | Rft | 3.73 | 58.41 | m | 12.25 | 191.63 | 15.2.4
15-165-b | Supply, installation, & connecting of 1.5 sq.m 4 core PVC Cable for NURSE CALL SYSTEM 1 CALL BELLS | Rft | 7.47 | 186.23 | m | 24.51 | 611 | 15.2.4
15-166-a | Providing and fixing of 10 zone panel for nurse call system | No | 186.75 | 3102.75 | No | 186.75 | 3102.75 | 0
15-166-b | Providing and fixing of 20 zone panel nurse call system | No | 186.75 | 79161.75 | No | 186.75 | 79161.75 | 0
15-166-c | Providing and fixing Door light indicator unit | No | 94.12 | 1066.12 | No | 94.12 | 1066.12 | 0
15-166-d | Providing and fixing of S0X1.5mm sq. twisted Telephone Cable | No | 14.94 | 33.17 | No | 14.94 | 33.17 | 0
15-167 | Providing and fixing of call bells with push buttons including wiring and all accessories | No | 1494 | 4745.34 | No | 1494 | 4745.34 | 0
15-168 | Supply, installation, connecting, testing and commissioning of wall/recessed mounting typical DB for flat should be factory assembled ready wired and complete (comprising of incoming & outgoing breaker rupturing capacity 10 KA Terrasaki make) Incoming: 1 by 30 A.T.P mcb with ph. Indications Outgoing One set: 15 by 10 Amps, 6 by 20 Amps single pole 250 volt moulded case miniature ciruit breaker (mcb) 7 No per phase coupled with one 60 Amps T.P mcb | Set | 93.38 | 42618.38 | Set | 93.38 | 42618.38 | 15.7.4
15-169 | Supply and fixing of Ready Made Fancy Sheet light plug (5-10 Amp) with PVC box complete in all aspects | Each | 37.35 | 341.1 | Each | 37.35 | 341.1 | 0
15-170-a | Precurement and Fixing of 10 Pin Kit with sheet | Each | 37.35 | 1495.35 | Each | 37.35 | 1495.35 | 0
15-170-b | Precurement and Fixing of 08 Pin Kit with sheet | Each | 37.35 | 1373.85 | Each | 37.35 | 1373.85 | 0
15-170-c | Precurement and Fixing of 06 Pin Kit with sheet | Each | 37.35 | 1252.35 | Each | 37.35 | 1252.35 | 0
15-170-d | Precurement and Fixing of 04 Pin Kit with sheet | Each | 37.35 | 1009.35 | Each | 37.35 | 1009.35 | 0
15-170-e | Precurement and Fixing of03 Pin Kit with sheet | Each | 37.35 | 948.6 | Each | 37.35 | 948.6 | 0
15-170-f | Precurement and Fixing of 02 Pin Kit with sheet | Each | 37.35 | 766.35 | Each | 37.35 | 766.35 | 0
15-170-g | Precurement and Fixing of 01 Pin Kit with sheet | Each | 37.35 | 644.85 | Each | 37.35 | 644.85 | 0
15-171 | Supply & fixinng of China Kit for TV | Each | 186.75 | 2009.25 | Each | 186.75 | 2009.25 | 0
15-172 | Supply and installation of Fan dimmer switch Clipcal made | Each | 37.35 | 110.25 | Each | 37.35 | 110.25 | 15.5.1
15-173 | Supply and installation of Bell Press | Each | 37.35 | 948.6 | Each | 37.35 | 948.6 | 0
15-174 | Supply & Erection of 12 volt bulb with transformer | Each | 37.35 | 401.85 | Each | 37.35 | 401.85 | 0
15-175 | Supply & Erection of TV/satellite cable complete | Rft | 37.35 | 121.18 | m | 122.54 | 397.59 | 0
15-176 | Supply & Erection of Telephone point with socket complete | Each | 37.35 | 486.9 | Each | 37.35 | 486.9 | 0
15-177 | Supply & Erection of Telephone socket | Each | 37.35 | 486.9 | Each | 37.35 | 486.9 | 0
15-178 | Supply & Erection of TV socket | Each | 37.35 | 523.35 | Each | 37.35 | 523.35 | 0
15-179 | Supply & Erection of Power Plug 15 Amp complete in all aspects | Each | 37.35 | 280.35 | Each | 37.35 | 280.35 | 0
15-180 | Supply & Erection of Swimming Pool Cascado lights direct 120/150 watt complete | Each | 186.75 | 6261.75 | Each | 186.75 | 6261.75 | 0
15-181 | Supply and installation of structure cable as required for CAT-6 PVC shielded cable in already installed Trunking/ conduit/ Channel , inducing Balun for vedio and power facility at both ends of cable to be provided. The CAT- 6 cable should be 3M Australian or equivalent, complete in all respects | m | 186.75 | 302.17 | Meter | 186.75 | 302.17 | 0
15-182 | Provide & connect 14" color TV Monitor equiped with following charactaristics Microphone & Speaker built in for one way audio VCR Connect for VCR record & play Horizontal resolution 420V linees NTSL/PAL Free voltage (90-260VAC, 50/60Hz) Approved UL,CE,CSA,DHHA Computer Networks | No | 186.75 | 42711.75 | No | 186.75 | 42711.75 | 15.20.6
15-183 | Supply, installation, connecting, testing, and comissioning of duplex computer outlet with RJ522series | No | 186.75 | 976.5 | No | 186.75 | 976.5 | 0
15-184 | Acrylic boxes for 4"x4" Switchboard Complete with all aspects | Each | 74.7 | 117.22 | Each | 74.7 | 117.22 | 0
15-185 | Acrylic boxes for 7"x4" Switchboard Complete with all aspects | Each | 74.7 | 129.38 | Each | 74.7 | 129.38 | 0
15-186 | Acrylic boxes for 8"x10" Switchboard Complete with all aspects | Each | 74.7 | 135.45 | Each | 74.7 | 135.45 | 0
15-187 | Supply & Erection of Acrylic or bakolite sheet 7 40 , 4x4 | Each | 29.88 | 108.86 | Each | 29.88 | 108.86 | 0
15-188 | Supply & Erection of bakolite sheet 4 x 2 | Each | 29.88 | 84.56 | Each | 29.88 | 84.56 | 0
15-189 | Supply & Erection of PVC board 7" x 4" with all aspects | Each | 59.76 | 108.36 | Each | 59.76 | 108.36 | 15.2.4
15-190 | Supply & Erection ofExtention Board complete in all aspects | Each | 37.35 | 256.05 | Each | 37.35 | 256.05 | 0
15-191 | Supply & Erection of glow starter | Each | 14.94 | 39.24 | Each | 14.94 | 39.24 | 0
15-192 | Supply & Erection of Brass bulb holder | Each | 37.35 | 134.55 | Each | 37.35 | 134.55 | 0
15-193 | Supply & Erection of Insulation tape | Each | 0 | 36.45 | Each | 0 | 36.45 | 0
15-194 | Supply & Erection of Volt meter (heavy duty) | Each | 37.35 | 547.65 | Each | 37.35 | 547.65 | 0
15-195 | Supply & Erection of Capacitor 3.5 for ceiling fan | Each | 29.88 | 90.63 | Each | 29.88 | 90.63 | 0
15-196 | Supply & Erection of TV Cable | Each | 29.88 | 121.61 | Each | 29.88 | 121.61 | 0
15-197 | Supply & Erection of Remote Cell | Each | 29.88 | 272.88 | Each | 29.88 | 272.88 | 0
15-198 | Supply & Erection of Ding Dong call bell best quality | Each | 29.88 | 880.38 | Each | 29.88 | 880.38 | 0
15-199 | Supply & Erection of Starter for Motor pump | Each | 29.88 | 7319.88 | Each | 29.88 | 7319.88 | 0
15-200-a | Supply & Installation of ASD strater for 10-20 HP | No | 37.35 | 3074.85 | No | 37.35 | 3074.85 | 0
15-200-b | Supply & Installation of ASD strater for 21-30 HP | No | 37.35 | 4897.35 | No | 37.35 | 4897.35 | 0
15-200-c | Supply & Installation of ASD strater for 31-40 HP | No | 37.35 | 6112.35 | No | 37.35 | 6112.35 | 0
15-201-a | Supply & Installation of DOL strater for 10-20 HP | No | 37.35 | 3074.85 | No | 37.35 | 3074.85 | 0
15-201-b | Supply & Installation of DOL strater for 21-30 HP | No | 37.35 | 4897.35 | No | 37.35 | 4897.35 | 0
15-201-c | Supply & Installation of DOL strater for 31-40 HP | No | 37.35 | 6112.35 | No | 37.35 | 6112.35 | 0
15-202-a | S/Fixing 3-core flexible Copper cable for submersible electric motor 10mm. | Each | 37.35 | 1545.54 | Each | 37.35 | 1545.54 | 15.3.1
15-202-b | S/Fixing 3-core flexible Copper cable for submersible electric motor 16mm. | Each | 37.35 | 1867.83 | Each | 37.35 | 1867.83 | 15.3.1
15-202-c | S/Fixing 4-core flexible Aluminium cable for service of transformer to main board (19/64) | m | 37.35 | 2977.65 | Meter | 37.35 | 2977.65 | 15.3.1
15-202-d | S/Fixing 4-core flexible Aluminium cable for service of transformer to main board (19/83) | m | 37.35 | 5182.88 | Meter | 37.35 | 5182.88 | 15.3.1
15-203 | S/Fixing protector magnet coil in strater | No | 29.88 | 2459.88 | No | 29.88 | 2459.88 | 0
15-204-a | S/Fixing strater overload relay 10-30 Amp | No | 29.88 | 3674.88 | No | 29.88 | 3674.88 | 0
15-204-b | S/Fixing strater overload relay 31-60 Amp | No | 29.88 | 7319.88 | No | 29.88 | 7319.88 | 0
15-204-c | S/Fixing strater overload relay 61-100 Amp | No | 29.88 | 10964.88 | No | 29.88 | 10964.88 | 0
15-205-a | Repair of Transformer' HT leg (two -step) i/c of carriage from site to workshop & back i/c onstalltion and Testing complete. 100-KVA Trasformer | No | 1494 | 13644 | No | 1494 | 13644 | 0
15-205-b | Repair of Transformer' LT coil i/c of carriage from site to workshop & back i/c onstalltion and Testing complete. 100-KVA Trasformer | No | 1494 | 11214 | No | 1494 | 11214 | 0
15-205-c | Repair of Transformer' HT bush i/c of carriage from site to workshop & back i/c onstalltion and Testing complete. 100-KVA Trasformer | No | 1494 | 10606.5 | No | 1494 | 10606.5 | 0
15-205-d | Repair of Transformer' LT bush i/c of carriage from site to workshop & back i/c onstalltion and Testing complete. 100-KVA Trasformer | No | 1494 | 7569 | No | 1494 | 7569 | 0
15-206-a | Repair of Transformer' HT leg (two -step) i/c of carriage from site to workshop & back i/c onstalltion and Testing complete. 50-KVA Trasformer | No | 1494 | 11214 | No | 1494 | 11214 | 0
15-206-b | Repair of Transformer' LT Coil i/c of carriage from site to workshop & back i/c onstalltion and Testing complete. 50-KVA Trasformer | No | 1494 | 10606.5 | No | 1494 | 10606.5 | 0
15-206-c | Repair of Transformer' HT bush i/c of carriage from site to workshop & back i/c onstalltion and Testing complete. 50-KVA Trasformer | No | 1494 | 9391.5 | No | 1494 | 9391.5 | 0
15-206-d | Repair of Transformer' LT Bush i/c of carriage from site to workshop & back i/c onstalltion and Testing complete. 50-KVA Trasformer | No | 1494 | 8784 | No | 1494 | 8784 | 0
15-206-e | Repair of Transformer body i/c of carriage from site to workshop & back i/c onstalltion and Testing complete. 50-KVA Trasformer | No | 1494 | 7569 | No | 1494 | 7569 | 0
15-207-a | Repair of Transformer' HT leg (two -step) i/c of carriage from site to workshop & back i/c onstalltion and Testing complete. 25-KVA Trasformer | No | 1494 | 9999 | No | 1494 | 9999 | 0
15-207-b | Repair of Transformer' LT Coil i/c of carriage from site to workshop & back i/c onstalltion and Testing complete. 25-KVA Trasformer | No | 1494 | 9756 | No | 1494 | 9756 | 0
15-207-c | Repair of Transformer' HT bush i/c of carriage from site to workshop & back i/c onstalltion and Testing complete. 25-KVA Trasformer | No | 1494 | 9391.5 | No | 1494 | 9391.5 | 0
15-207-d | Repair of Transformer' LT bush i/c of carriage from site to workshop & back i/c onstalltion and Testing complete. 25-KVA Trasformer | No | 1494 | 8784 | No | 1494 | 8784 | 0
15-207-e | Repair of Transformer body i/c of carriage from site to workshop & back i/c onstalltion and Testing complete. 25-KVA Trasformer | No | 1494 | 7569 | No | 1494 | 7569 | 0
15-208 | S/Fixing voltage Regulator plate (Selector) complete in all respect | No | 747 | 4392 | No | 747 | 4392 | 0
15-209 | Rweinding of Voltage Regulator Coil stablizer coil | No | 747 | 2934 | No | 747 | 2934 | 0
15-210 | Furnish & Install of Volt: meter upt to 500 volt. | No | 93.38 | 1004.63 | No | 93.38 | 1004.63 | 0
15-211 | Furnish & Install of AMP meter up to 100 Amps | No | 93.38 | 1004.63 | No | 93.38 | 1004.63 | 0
15-212 | S/Fixing of control circuit for automatic stabilizer | No | 373.5 | 5112 | No | 373.5 | 5112 | 0
15-213-a | S/Fixing trust bearing for i/c disk of 10-25 Hp Submersible moter | No | 373.5 | 1588.5 | No | 373.5 | 1588.5 | 0
15-213-b | S/Fixing trust bearing for i/c disk of 30-50 Hp Submersible moter | No | 747 | 2569.5 | No | 747 | 2569.5 | 0
15-214-a | Furnish & Install of tapper bearing for motor (V.H.S) of 10-25 HP | No | 373.5 | 1588.5 | No | 373.5 | 1588.5 | 0
15-214-b | Furnish & Install of tapper bearing for 30-50 HP motor (V.H.S) | No | 747 | 2569.5 | No | 747 | 2569.5 | 0
15-215-a | Furnish & Install of Ball bearing for 10-25 HP motor (V.H.S) | No | 373.5 | 1588.5 | No | 373.5 | 1588.5 | 0
15-215-b | Furnish & Install of ball bearing for 30-50 HP motor (V.H.S) | No | 747 | 2569.5 | No | 747 | 2569.5 | 0
15-216 | Supply and Filling of Transformer Oil. | Per Ltr | 12.3 | 376.8 | Per Ltr | 12.3 | 376.8 | 0
15-217 | Supply and Fixing of Voltage Regulator 30 KVA | No | 1494 | 0 | No | 1494 | 0 | 0
15-218 | Supply and Fixing of Voltage Regulator 50 KVA | No | 1494 | 0 | No | 1494 | 0 | 0
15-219-a | Pump with motor for pressure pump (0.5 HP) | No | 747 | 6822 | No | 747 | 6822 | 0
15-219-b | Pump with motor for pressure pump (1 HP) | No | 747 | 8037 | No | 747 | 8037 | 0
15-219-c | Pump with motor for pressure pump (1.5 HP) | No | 747 | 10467 | No | 747 | 10467 | 0
15-219-d | Pump with motor for pressure pump (2 HP) | No | 747 | 12897 | No | 747 | 12897 | 0
15-220 | Supply and fixxing of 50 Litres Electric Geyser | No | 373.5 | 30748.5 | No | 373.5 | 30748.5 | 0
15-220-a | Supply and fixxing of 40-50 Litres Electric Geyser including all accessories and fittings | No | 311.25 | 30686.25 | no | 311.25 | 30686.25 | 0
15-220-b | Supply and fixxing of 15-25 Litres Electric Geyser including all accessories and fittings | Each | 311.25 | 24611.25 | each | 311.25 | 24611.25 | 0
15-220-c | Supply and fixxing of 8-14 Litres Electric Geyser including all accessories and fittings | Each | 311.25 | 18536.25 | each | 311.25 | 18536.25 | 0
15-221 | Supply & Erection of element for electric water heater | Each | 89.64 | 271.89 | Each | 89.64 | 271.89 | 0
16-01 | Providing and Laying sub-base course of brick on edge 4.5" thick | 100 Cft | 2925.75 | 27069.35 | m3 | 1033.22 | 9559.46 | 16.3.1
16-02 | Providing and Laying sub-base course of brick aggregate, including compaction to required camber, grade & density | 100 Cft | 996 | 4766.43 | m3 | 351.73 | 1683.25 | 16.3.1
16-03 | Graded Crushed Aggregate Crack-Relief Layer | 100 Cft | 1018.51 | 5839.22 | m3 | 359.68 | 2062.1 | 16.3.5
16-04-a | Granular Sub Base Course using Pit Run Gravel | 100 Cft | 1494 | 4827.33 | m3 | 527.6 | 1704.76 | 16.3.1
16-04-b | Granular Sub Base Using Crushed Stone Aggregate | 100 Cft | 896.4 | 8414.65 | m3 | 316.56 | 2971.61 | 16.3.1
16-05-a | Aggregate Base Course | 100 Cft | 2241 | 10123.78 | m3 | 791.4 | 3575.18 | 16.3.2
16-05-b | Water Bound Macadam Base Course | 100 Cft | 896.4 | 9225.44 | m3 | 316.56 | 3257.94 | 16.3.6
16-06 | Providing and Laying road edging of 3" wide & 9" deep brick on end, complete | 100 Rft | 1929.75 | 8937.33 | m | 63.31 | 293.22 | 16.3.7
16-07 | Reflective Mirrors at Sharp Curves (900 mm dia) with post Complete in all respects | Each | 325.32 | 12480.63 | Each | 325.32 | 12480.63 | 16.8.12
16-08 | Providing and Fixing Reflective Sheet Hi-intensity Grade Including Foundation and steel Post complete in all respect | 100SFT | 1182.75 | 52710.3 | m2 | 127.26 | 5671.63 | 16.8.12
16-09-a | Bitumenous Prime Coat | 100 Sft | 199.2 | 2247.55 | m2 | 21.43 | 241.84 | 16.4.3
16-09-b | Bitumenous Tack Coat | 100 Sft | 199.2 | 775.45 | m2 | 21.43 | 83.44 | 16.4.4
16-10-a | Single bitumenous Surface Treatment | 100 Sft | 23.51 | 4099.13 | m2 | 2.53 | 441.07 | 16.4.5
16-10-b | Double bitumenous Surface Treatment | 100 Sft | 23.51 | 5807.67 | m2 | 2.53 | 624.91 | 16.4.5
16-10-c | Triple bitumenous Surface Treatment | 100 Sft | 23.51 | 7665.43 | m2 | 2.53 | 824.8 | 16.4.5
16-11-a | Resurfacing of road complete with per 100sft : 22 Ibs. bitumen, 2.5"cft bajri/crush aggregate | 100 Sft | 85.59 | 2101.16 | m2 | 9.21 | 226.08 | 16.4
16-11-b | Resurfacing of road complete with per 100sft : 20 Ibs. bitumen, 2 cft bajri/crush aggregate | 100 Sft | 139.05 | 1962.95 | m2 | 14.96 | 211.21 | 16.9
16-12 | Scarification Of Existing Road Pavement Structure | 1000 Cft | 75.2 | 7053.67 | m3 | 2.66 | 249.1 | 3.9.3
16-13-a | Dense Graded Hot Bitmac (Mobile Asphalt Mixer) 1" Thick | 100 Sft | 541.58 | 6036.97 | m2 | 58.27 | 649.58 | 16.4.13
16-13-b | Dense Graded Hot Bitmac (Mobile Asphalt Mixer) 1.5" Thick | 100 Sft | 775.64 | 8850.66 | m2 | 83.46 | 952.33 | 16.4.13
16-13-c | Dense Graded Hot Bitmac (Mobile Asphalt Mixer) 2" Thick | 100 Sft | 1009.7 | 11732.81 | m2 | 108.64 | 1262.45 | 16.4.13
16-14-a | Asphaltic Base Course (Asphalt Batch Plant Hot Mixed) | 100 Cft | 1163.43 | 67520.44 | m3 | 410.86 | 23844.64 | 16.4.8
16-14-b | Asphaltic Wearing Course (Asphalt Batch Plant Hot Mixed) | 100 Cft | 1163.43 | 78294.42 | m3 | 410.86 | 27649.44 | 16.4.10
16-15 | Providing 3 feet high RCC railing (as per the drawing in specifications) on bridges | 100 Rft | 31038.36 | 94947.36 | m | 1018.32 | 3115.07 | 16.8.6
16-16 | Providing and fixing GI pipe railing (3 feet high) | 100 | 15042.71 | 223303.56 | m/3row | 493.53 | 7326.23 | 16.8.6 ,
16-17-a | P&E at site : RCC km stone | Each | 2929.86 | 5606.13 | Each | 2929.86 | 5606.13 | 16.8.15
16-17-b | P&E at site : RCC 1/10th km stone. | Each | 758.21 | 1429.11 | Each | 758.21 | 1429.11 | 16.8.15
16-17-c | P&E at site : RCC boundry pillar. | Each | 621.13 | 2251.41 | each | 621.13 | 2251.41 | 16.8.14
16-18-a | Road signs (not exceeding 1 m2) without reflection sheet & lettering : Supply and Fixing at site with PCC 1:3:6 upto max 3' depth | 100 Sft | 20686.61 | 126602.22 | m2 | 2225.88 | 13622.4 | 16.8.7
16-18-b | Road signs (not exceeding 1 m2) without reflection sheet & lettering : Supply to the C&W store/site of work | 100 Sft | 11743.05 | 102191.48 | m2 | 1263.55 | 10995.81 | 16.8.7
16-19-a | Road sign (any size) double pedestal 4"x2"x0.25" 11' long without reflection sheet & lettering: Supply and Fixing at site with PCC 1:3:6 max 3' depth | 100 Sft | 30185.79 | 192964.77 | m2 | 3247.99 | 20763.01 | 16.8.7
16-19-b | Road sign (any size) double pedestal 4"x2"x0.25" 11' long without reflection sheet & lettering: Supply to the C&W store/site of work | 100 Sft | 23428.13 | 156488.47 | m2 | 2520.87 | 16838.16 | 16.8.7
16-20-a | Traffic Road Sign Cat 1 | Each | 813.56 | 12982.85 | Each | 813.56 | 12982.85 | 16.8.7
16-20-b | Traffic Road Signs Category 2, Size 900 mm | Each | 27.14 | 13336.91 | Each | 27.14 | 13336.91 | 16.8.7
16-20-c | Traffic Road Signs Category 3a | Each | 2242.25 | 34796.7 | Each | 2242.25 | 34796.7 | 16.8.7
16-20-d | Traffic Road Signs Category 3b | Each | 492.24 | 54916.7 | Each | 492.24 | 54916.7 | 16.8.7
16-21-a | Overhead Gantry Beam/ Information Sign for Single Carriageway | Each | 6940.88 | 239235.52 | Each | 6940.88 | 239235.5 | 16.8.7
16-21-b | Overhead Gantry Beam/ Information Sign for Dual Carriageway | Each | 8241.9 | 525711.81 | Each | 8241.9 | 525711.81 | 16.8.7
16-21-c | Overhead Gantry Beam/ Information Sign for Six Lane Carriageway | Each | 9041.81 | 757904.56 | Each | 9041.81 | 757904.63 | 16.8.7
16-21-d | Providing and Fixing gantry of structural steel sections as per design / drawings including foundation complete | Each | 6271.69 | 159116.41 | Per Each | 6271.69 | 159116.41 | 16.8.7
16-22-a | Supply and Fixing reflective sheet on MS/aluminium road signs etc including lettering : Diamond grade | 100 Sft | 2197.67 | 81476.41 | m2 | 236.47 | 8766.86 | 16.8.7.2.2
16-22-b | Supply and Fixing reflective sheet on MS/aluminium road signs etc including lettering : High intensity grade | 100 Sft | 2197.67 | 52158.47 | m2 | 236.47 | 5612.25 | 16.8.7.2.2
16-22-c | Supply and Fixing reflective sheet on MS/aluminium road signs etc including lettering : Engineering grade | 100 Sft | 2197.67 | 32633.42 | m2 | 236.47 | 3511.36 | 16.8.7.2.2
16-23 | Delineator Bi-directional (Diamond sheet) | Each | 348.6 | 798.76 | Each | 348.6 | 798.76 | 16.8.12
16-24 | Plastic 3M Bi Direction | Each | 348.6 | 756.84 | Each | 348.6 | 756.84 | 16.8.12
16-25-a-01 | Supply and Fixing aluminium alloy road studs as per specs Large, strip 146x30mm, 171 beads: Uni-direction | Each | 89.64 | 629.1 | Each | 89.64 | 629.1 | 16.8.10
16-25-a-02 | Supply and Fixing aluminium alloy road studs as per specs Large, strip 146x30mm, 171 beads: Bi-direction | Each | 89.64 | 646.11 | Each | 89.64 | 646.11 | 16.8.10
16-25-b-01 | Supply and Fixing aluminium alloy road studs as per specs Medium, strip 114x18mm, 74 beads: Uni-direction | Each | 89.64 | 528.26 | Each | 89.64 | 528.26 | 16.8.10
16-25-b-02 | Supply and Fixing aluminium alloy road studs as per specs Medium, strip 114x18mm, 74 beads: Bi-direction | Each | 89.64 | 539.19 | Each | 89.64 | 539.19 | 16.8.10
16-25-c-01 | Supply and Fixing aluminium alloy road studs as per specs Small, strip 75 x14mm, 43 beads: Uni-directional | Each | 89.64 | 373.95 | Each | 89.64 | 373.95 | 16.8.10
16-25-c-02 | Supply and Fixing aluminium alloy road studs as per specs Small, strip 75 x14mm, 43 beads: Bi-directional | Each | 89.64 | 381.24 | Each | 89.64 | 381.24 | 16.8.10
16-25-c-03 | Supply & Fixing of high Quality ( China ) 360 d Glass Road studs ( 4" Dia ) Including fixing at site in all respect | Each | 89.64 | 646.11 | Each | 89.64 | 646.11 | 16.8.10
16-25-c-04 | Reflectorized Aluminium Pavement Stud (Raised Profile Type - Single) | Each | 37.02 | 523.02 | Each | 37.02 | 523.02 | 16.8.12
16-25-c-05 | Reflectorized Aluminium Pavement Stud (Raised Profile Type - Double) | Each | 37.02 | 553.4 | Each | 37.02 | 553.4 | 16.8.12
16-25-c-06 | Reflectorized Aluminium Pavement Stud (Flushed Profile Type - Single) | Each | 37.02 | 492.65 | Each | 37.02 | 492.65 | 16.8.12
16-25-c-07 | Reflectorized Aluminium Pavement Stud (Flushed Profile Type - Double) | Each | 37.02 | 523.02 | Each | 37.02 | 523.02 | 16.8.12
16-25-c-08 | Reflectorized Plastic Pavement Stud (Raised Profile Type - Single) | Each | 37.02 | 401.52 | Each | 37.02 | 401.52 | 16.8.10
16-25-c-09 | Reflectorized Plastic Pavement Stud (Raised Profile Type - Double) | Each | 37.02 | 431.9 | Each | 37.02 | 431.9 | 16.8.10
16-25-c-10 | Reflectorized Plastic Pavement Stud (Flushed Profile Type - Single) | Each | 37.02 | 371.15 | Each | 37.02 | 371.15 | 16.8.10
16-25-c-11 | Reflectorized Plastic Pavement Stud (Flushed Profile Type - Double) | Each | 37.02 | 431.9 | Each | 37.02 | 431.9 | 16.8.10
16-26 | Providing and Laying dry brick pavement/soling in streets etc including prep, water, compaction & sand cushion | 100 Cft | 4506.9 | 30051.66 | m3 | 1591.6 | 10612.65 | 16.3.15
16-27 | Provide and Lay Polythene Sheet under Rigid Pavement | 100 Sft | 73.92 | 3332.31 | m2 | 7.95 | 358.56 | 16.5.2.2.3
16-28 | Supply & spreading 1"-1.5" guage shingle on road surface including compaction | 100 Cft | 1992 | 5308.62 | m3 | 703.47 | 1874.72 | 0
16-29-a-i | R.C.C. Pipe Culvert AASHTO M 170 Dia 310 | 100 Rft | 5198.82 | 74079.54 | m | 170.57 | 2430.43 | 16.7.2
16-29-a-ii | R.C.C. Pipe Culvert Aashto M 170 Dia 380 Mm | 100 Rft | 5534.02 | 84700.3 | m | 181.56 | 2778.88 | 16.7.2
16-29-a-iii | Reinforced Concrete Pipe Culvert (AASHTO M-170) Dia: 460mm | 100 Rft | 29589.91 | 101691.48 | m | 970.8 | 3336.34 | 16.7.2
16-29-b-i | Reinforced Concrete Pipe Culvert (AASHTO M-170) Dia: 610mm | 100 Rft | 36997.73 | 138953.09 | m | 1213.84 | 4558.83 | 16.7.2
16-29-b-ii | R.C.C. Pipe Culvert Aashto M 170 Dia 610 mm. | 100 Rft | 4705.91 | 139783.58 | m | 154.39 | 4586.08 | 16.7.2
16-29-c-i | Reinforced Concrete Pipe Culvert (AASHTO M-170) Dia: 760mm | 100 Rft | 44398.5 | 201619.17 | m | 1456.64 | 6614.8 | 16.7.2
16-29-c-ii | R.C.C. Pipe Culvert Aashto M 170 Dia 760 mm | 100 Rft | 4794.56 | 199621.3 | m | 157.3 | 6549.26 | 16.7.2
16-29-d-i | Reinforced Concrete Pipe Culvert (AASHTO M-170) Dia: 910mm | 100 Rft | 51792.62 | 335986.91 | m | 1699.23 | 11023.19 | 16.7.2
16-29-d-ii | R.C.C. Pipe Culvert Aashto M 170 Dia 910 mm | 100 Rft | 4898.14 | 332403.16 | m | 160.7 | 10905.62 | 16.7.2
16-29-e-i | Reinforced Concrete Pipe Culvert (AASHTO M-170) Dia: 1070mm | 100 Rft | 59194.42 | 345155.81 | m | 1942.07 | 11324.01 | 16.7.2
16-29-e-ii | R.C.C. Pipe Culvert Aashto M 170 Dia 1070 mm | 100 Rft | 7582.17 | 343431.31 | m | 248.76 | 11267.43 | 16.7.2
16-29-f-i | Reinforced Concrete Pipe Culvert (AASHTO M-170) Dia: 1220mm | 100 Rft | 66605.51 | 396238.41 | m | 2185.22 | 12999.95 | 16.7.2
16-29-f-ii | R.C.C. Pipe Culvert AASHTO M 170 Dia 1220 mm | 100 Rft | 6914.29 | 391843.5 | m | 226.85 | 12855.76 | 16.7.2
16-29-g-i | Reinforced Concrete Pipe Culvert (AASHTO M-170) Dia: 1520mm | 100 Rft | 73996.64 | 910741.5 | m | 2427.71 | 29879.97 | 16.7.2
16-29-g-ii | R.C.C. Pipe Culvert Aashto M 170 Dia 1520 mm | 100 Rft | 7132.6 | 906315.94 | m | 234.01 | 29734.78 | 16.7.2
16-30 | Granular Material in Bed to RCC Pipe Culvert | 100 Cft | 930.66 | 5586.98 | m3 | 328.66 | 1973.03 | 16.7.2
16-31 | Concrete Class B in Bedding and Encasement of Concrete Pipe Culvert | 100 Cft | 6854.93 | 40996.48 | m3 | 2420.8 | 14477.78 | 16.7.3.2.2
16-32-a | Confirmatory Boring including SPT's, samples, lab test bore-hole logs & Report : Alluvial Soils | 100 Rft | 118275 | 373425 | m | 3880.41 | 12251.48 | 18.1.4.9
16-32-b | Confirmatory Boring including SPT's, samples, lab test, bore-hole logs, report : in Gravelly Soil | 100 Rft | 118275 | 336975 | m | 3880.41 | 11055.61 | 18.1.4.9
16-33 | Pile Load Test Upto 120 Ton | Job | 4233 | 148621.64 | Job | 4233 | 148621.59 | 18.1.4.7
16-34-a | Pile Load Testing : Max Load up to 121-240 tonne | Job | 0 | 647038 | Job | 0 | 647038 | 18.1.4.7
16-34-b | Pile Load Testing : Max Load 241 - 300 tonne | Job | 0 | 678020.5 | Job | 0 | 678020.5 | 18.1.4.7
16-34-c | Pile Load Testing : Max Load 301 - 360 tonne | Job | 0 | 709003 | Job | 0 | 709003 | 18.1.4.7
16-34-d | Pile Load Testing : Max Load 361 - 600 tonne | Job | 0 | 729658 | Job | 0 | 729658 | 18.1.4.7
16-34-e | Pile Load Test Upto 601-900 Ton | Each | 0 | 747883 | Each | 0 | 747883 | 18.1.4.7
16-34-f | Pile Load test using hydraulic Jack system (601-900) Tonne (Only Kentlage Load test charges) | Job. | 0 | 224775 | Job | 0 | 224775 | 18.1.4.7
16-34-g | Pile load test: (Pre high Strain Dynamic load test as per ASTM D 4945-08 including field data analysis results with report etc complete Max Load 1100 tons | Job. | 0 | 760033 | Job | 0 | 760033 | 18.1.4.7
16-35-a | Boring for Cast-in-place RCC Piles in Alluvial Soils : Dia up to 760mm | 100 Rft | 0 | 245381.41 | m | 0 | 8050.57 | 18.1.4.9
16-35-b | Boring for Cast-in-place RCC Piles in Alluvial Soils : Dia 761 - 1220 mm | 100 Rft | 0 | 255150 | m | 0 | 8371.06 | 18.1.4.9
16-35-c | Boring for Cast-in-place RCC Piles in Alluvial Soils : Dia 1221 - 2000 mm | 100 Cft | 0 | 272646 | m | 0 | 8945.08 | 18.1.4.2.3
16-36-a | Boring for Cast-in-place RCC Piles in Gravelly Soils : Dia up to 660mm | 100 Rft | 0 | 218700 | m | 0 | 7175.2 | 18.1.4.2.3
16-36-b | Boring with temporary casing in Boulderly subsoil for 760-1220 mm diameter pile. | 100 Rft | 118275 | 640239 | m | 3880.41 | 21005.22 | 18.1.4.2.3
16-36-c | Boring with temporary casing in gravely subsoil for 760-1220 mm diameter pile. | 100 Rft | 118275 | 336975 | m | 3880.41 | 11055.61 | 18.1.4.2.3
16-36-d | Boring with temporary casing in any type of Rock (till appropriate degree of socket & RQD value not less than 90%) for 720-1220 mm diameter pile. | 100 Rft | 118275 | 708036 | m | 3880.41 | 23229.53 | 18.1.4.2.3
16-37 | Supply fabricate & install welded MS lining in522piles of thickness as per specs/drwg | 100 Kg | 2519.42 | 20744.42 | kg | 25.19 | 207.44 | 18.1.4.2.2
16-38-a | Supply and Fixing Neoprene Bearing Pad as per specs & design | Cubic Inch | 1.49 | 67.1 | cm3 | 0.09 | 4.09 | 16.6.8
16-38-b | Supply and Fixing Steel Bearing Pads as per specs & design | 100 Kg | 3103.85 | 22665.35 | kg | 31.04 | 226.65 | 16.6.8
16-39 | Supply and Fixing spirally wound sheath of 50mm dia. For pre-stressing of cables in precast conc. Girders | 100 Rft | 1081.51 | 9100.51 | m | 35.48 | 298.57 | 16.6.7
16-40 | Supply and Fixing stressing anchorages for high tensile steel wire cables in precast girders | Set | 177.41 | 967.16 | Set | 177.41 | 967.16 | 16.6.7
16-41 | Launching girders in place, including lifting & handling if any | Ft | 804.7 | 930.7 | m | 2640.09 | 3053.46 | 0
16-42 | Stressing Cable of High Tensile Steel Wire Strands | Each | 1232.55 | 1637.15 | Each | 1232.55 | 1637.15 | 16.6.7
16-43-a | Providing and fixing GI Steel (Hamp core) Ropes 1/2" dia | 100Rft | 1821.48 | 35094.43 | m | 59.76 | 1151.39 | 16.1
16-43-b | Providing and fixing GI Steel (Hamp core) Ropes 3/4" dia | 100Rft | 1821.48 | 43744.02 | m | 59.76 | 1435.17 | 16.1
16-43-c | Providing and fixing GI Steel (Hamp core) Ropes 1" dia | 100Rft | 1821.48 | 46104.15 | m | 59.76 | 1512.6 | 16.1
16-43-d | Providing and fixing GI Steel U Grips 1.5" dia | Each | 249 | 579.03 | Each | 249 | 579.03 | 16.12
16-43-e | Providing and fixing GI Steel U Grips 1" dia | Each | 249 | 557.89 | Each | 249 | 557.89 | 16.12
16-43-f | Providing and fixing GI Steel U Grips 3/4" dia | Each | 249 | 579.03 | Each | 249 | 579.03 | 16.12
16-43-g | Providing and fixing GI Steel Thimble plate 1.5" dia | Each | 249 | 1812.26 | Each | 249 | 1812.26 | 16.11
16-43-h | Providing and fixing GI Steel Thimble plate 1" dia | Each | 249 | 1812.26 | Each | 249 | 1812.26 | 16.11
16-43-i | Providing and fixing GI Steel Thimble plate 3/4" dia | Each | 249 | 1812.26 | Each | 249 | 1812.26 | 16.11
16-43-j | Providing and fixing GI Steel Thimble plate 1/2" dia | Each | 249 | 1812.26 | Each | 249 | 1812.26 | 16.11
16-44 | Coupling machine for ropes | Each | 996 | 2135.06 | Each | 996 | 2135.06 | 0
16-45 | Saddle plate for ropes | Each | 996 | 1755.38 | Each | 996 | 1755.38 | 16.12
16-46 | Inject Cement Grout in Sheath Pipe after stressing | 100 Rft | 1337.53 | 2129.43 | m | 43.88 | 69.86 | 16.5.2.3.1
16-47 | Cement Stabilized Sub base | 1000 Cft | 130.18 | 42754.73 | m3 | 4.6 | 1509.87 | 16.3.4
16-48 | Liquid Asphalt For Curing Seal, Type Mc-250 | Ton | 331.97 | 179404.97 | Ton | 331.97 | 179405 | 16.4.12
16-49 | Emulsified Asphalt For Curing Seal, Type SS-1 | Ton | 331.97 | 148422.47 | Ton | 331.97 | 148422.5 | 16.4.12
16-50 | Cement Stabilized Base | 100 Cft | 1015.32 | 32924.89 | m3 | 358.56 | 11627.33 | 16.3.4
16-51 | Repair to cracks to reinforced or plain cement concrete work by grouting with cement gun in (1:2) cement sand mortar including cutting the chase of required size | 100 Rft | 4046.25 | 5886.37 | m | 132.75 | 193.12 | 16.6.7.3.9
16-52-a | Rock SN-Bolts (Grouted Bolts) 25mm dia - 2 m in length including fixing and stregthening etc. | Each | 147.84 | 1957.13 | Each | 147.84 | 1957.13 | 16.6.9
16-52-b | Rock SN-Bolts (Grouted Bolts) 25mm dia - 3 m in length including fixing and stregthening etc. | Each | 147.84 | 2795.07 | Each | 147.84 | 2795.07 | 16.6.9
16-52-c | Rock SN-Bolts (Grouted Bolts) 25mm dia - 4 m in length including fixing and stregthening etc. | Each | 147.84 | 3655.66 | Each | 147.84 | 3655.66 | 16.6.9
16-52-d | Rock SN-Bolts (Grouted Bolts) 25mm dia - 5 m in length including fixing and stregthening etc. | Each | 147.84 | 4516.27 | Each | 147.84 | 4516.27 | 16.6.9
16-53 | Cut off projecting wire ends of cables & make good anchorage recess with 1:2:4 cem. conc. | Each | 667.94 | 938.02 | Each | 667.94 | 938.02 | 16.6.7
16-54 | Supply and place in position MS expansion joint assemblies as specified & as per drawing | 100 Kg | 5229 | 26915.88 | kg | 52.29 | 269.16 | 6.9
16-55 | Supply and place in position galvanised steel 3" dia drain scuppers in deck slab as per specs/drwg | Each | 252.11 | 560.72 | Each | 252.11 | 560.72 | 16.7.12
16-56 | Providing and Fixing rain water outlet of AC pipe | Each | 143.18 | 214.98 | Each | 143.18 | 214.98 | 16.7.4
16-57 | Supply and Fixing polystrene fill in expansion joints & under diaphragms at transoms. | 100 Cft | 7299.19 | 11187.19 | m3 | 2577.69 | 3950.72 | 6.9
16-58 | Providing and Laying expansion joint of neoprene strip 4"x1/4" and plastic bitumen | 100 Rft | 118.28 | 17735.78 | m | 3.88 | 581.88 | 16.6.8
16-59-a | Deep Patching (0-15 Cm) | 1000 Sft | 246.71 | 25989.13 | m2 | 2.65 | 279.64 | 16.3.7
16-59-b | Deep Patching (15-30 Cm) | 1000 Sft | 246.71 | 22900.6 | m2 | 2.65 | 246.41 | 16.3.7
16-60 | Providing and Laying 1" thick(consolidated) asphalt macadam with liquid asphalt (cut backs) of any approved grade with premixed sand seal coat, as specified. | 100 Sft | 1394.4 | 8369.8 | m2 | 150.04 | 900.59 | 16.4.7
16-61-a | CUT-BACK ASPHALT FOR BITUMINOUS PRIME COAT | 1000 Sft | 38.55 | 358.17 | m2 | 0.41 | 3.85 | 16.4.3
16-61-b | CUT-BACK ASPHALT FOR BITUMINOUS TACK COAT. | 1000 Sft | 15.44 | 132.89 | m2 | 0.17 | 1.43 | 16.4.4
16-62 | Providing and Laying 2" thick (consolidated) asphalt macadam with liquid asphalt(cut backs) of approved grade with precoated bajri seal coat as specified. | 100 Sft | 1593.6 | 12971.16 | m2 | 171.47 | 1395.7 | 16.4.7
16-63 | Providing and Laying 3" thick (consolidated) asphalt macadam with liquid asphalt(cut backs) of approved grade with precoated bajri seal coat as specified. | 100 Sft | 2191.2 | 18658.31 | m2 | 235.77 | 2007.63 | 16.4.7
16-64 | Surface dressing with bitumen 80/100 or any other approved grade on a primary coat of liquid asphalt (cut backs) of any approved grade primer at 22lbs&bituman at 35lbs with 5cft of 1/2 standard size bajri per %sft of road surface complete with rolling. | 100 Sft | 52.69 | 5198.29 | m2 | 5.67 | 559.34 | 16.4.3
16-65 | Providing and Laying PVC pipe (b) 8" dia in foot path of bridge for utilities. | 10 Rft | 112.05 | 7256.98 | m | 36.76 | 2380.9 | 16.7.12
16-66 | Providing and filling sand behind abutment of bridges, culverts. | 100 Cft | 2303.25 | 6309.04 | m3 | 813.39 | 2228.02 | 3.9.6.2
16-67 | Formation of shoulder with permeable material Passing less than 7 % from 200 seive and P.I less than 4 as specified. | 1000 Cft | 3299.25 | 31057.9 | m3 | 116.51 | 1096.8 | 16.2.7
16-68-a | Cold Milling of asphalt concrete 0-30 mm | 100 Sft | 59.76 | 687.4 | m2 | 6.43 | 73.96 | 16.4.15
16-68-b | Cold Milling of asphalt concrete 31-50 mm | 100 Sft | 39.84 | 529.29 | m2 | 4.29 | 56.95 | 16.4.15
16-68-c | Cold Milling of asphalt concrete 51-70 mm | 100 Sft | 49.8 | 539.25 | m2 | 5.36 | 58.02 | 16.4.15
16-69 | Seal Coat / Pad Coat | 100 Sft | 394.04 | 2166.7 | m2 | 42.4 | 233.14 | 16.4.5.3.9
16-70 | Providing and Laying Asphalt concrete in pot holes/ deep patching upto 30 cm including ramming completel | 100 Cft | 6162.75 | 67091.68 | m3 | 2176.36 | 23693.22 | 16.4.10
16-71 | Grooving in existing BT road of size 4x4 cm @ 2 meter c/c. | 100 Sft | 616.28 | 616.28 | m2 | 66.31 | 66.31 | 3.9.3
16-72 | Leveling dressing and compaction with power roller of existing base coarse layer after asphalt scarification. | 100 Sft | 1741.44 | 2458.29 | m2 | 187.38 | 264.51 | 3.9.3 ,
16-73-a | Providing and fixing kerb stone (12"x18"x6") in cement sand mortar 1:3 in center media or round about as specified. | 100 Rft | 3859.5 | 21889.98 | m | 126.62 | 718.18 | 16.8.2
16-73-b | Providing and fixing kerb stone (12"x14"x6") in cement sand mortar 1:3 in center media or round about as specified. | 100 Rft | 3859.5 | 23985.85 | m | 126.62 | 786.94 | 16.8.2
16-73-c | Providing and fixing kerb stone (12"x12"x6") in cement sand mortar 1:3 in center media or round about as specified. | 100 Rft | 3859.5 | 16999.6 | m | 126.62 | 557.73 | 16.8.2
16-74-a | Bailing out standing water by Mechanical mean. | 100 Cft | 20.85 | 130.2 | m3 | 7.36 | 45.98 | 24.2.2
16-74-b | Bailing out running water by Mechanical mean. | Cusec | 20.85 | 239.55 | Cumec | 736.44 | 8459.78 | 24.2.2
16-75-a | Pavement marking in reflective thermoplast paint with glass beads for line 15 cm width. | 100 Rft | 547.8 | 3554.93 | m | 17.97 | 116.63 | 16.8.10
16-75-b | Pavement marking in reflective thermoplast paint with glass beads for line 20 cm width. | 100 Rft | 730.07 | 4759.62 | m | 23.95 | 156.16 | 16.8.10
16-75-c | Pavement marking in non-reflective thermoplast paint for line 15 cm width. | 100 Rft | 547.8 | 3433.43 | m | 17.97 | 112.65 | 16.8.10
16-75-d | Pavement marking in non-reflective thermoplast paint for line 20 cm width. | 100 Rft | 730.37 | 4597.1 | m | 23.96 | 150.82 | 16.8.10
16-76-a | Pavement marking in reflective chlorinated rubber paint with glass beads for line 15 cm width. | 100 Rft | 547.8 | 1671.68 | m | 17.97 | 54.84 | 16.8.10
16-76-b | Pavement marking in reflective chlorinated rubber paint with glass beads for line 20 cm width. | 100 Rft | 730.07 | 2236.06 | m | 23.95 | 73.36 | 16.8.10
16-77-a | Pavement marking in reflective chlorinated rubber paint for line 15 cm width. | 100 Rft | 547.8 | 1459.05 | m | 17.97 | 47.87 | 16.8.10
16-77-b | Pavement marking in reflective chlorinated rubber paint for line 20 cm width. | 100 Rft | 730.07 | 1951.14 | m | 23.95 | 64.01 | 16.8.10
16-78 | Right of Way Marker | 100 Each | 4980 | 63590.98 | Each | 49.8 | 635.91 | 16.8.9
16-79 | Providing & laying stone soling in water logged area including granular filling & compaction complete. | 100 Cft | 1960.88 | 8248.5 | m3 | 692.48 | 2912.93 | 16.3.15
16-80 | P/L 1" thick Gravel flat stone slabs in pavement with earth filling in voids | 100Cft | 7594.5 | 13842.64 | m3 | 2681.97 | 4888.49 | 0
16-81 | Saw Cutting of Asphaltic Layers | Per Cut | 119.52 | 417.2 | Per Cut | 119.52 | 417.2 | 16.9.4
16-82 | Leveling wearing course on existing surface of road. | 100 Cft | 1017.97 | 72532.28 | m3 | 359.49 | 25614.56 | 16.2.1.1.6
16-83-a | Jack Anchorage For 20 to 24 Wires 0.5" Strand (Comprising Trumpet, Stressing Block & Wedges Complete) | Each | 177.41 | 14028.41 | Each | 177.41 | 14028.41 | 16.6.7
16-83-b | Jack Anchorage For 16 to 19 Wires 0.5" Strand (Comprising Trumpet, Stressing Block & Wedges Complete) | Each | 140.75 | 11221.55 | Each | 140.75 | 11221.55 | 16.6.7
16-83-c | Jack Anchorage For 10 to 12 Wires 0.5" Strand (Comprising Trumpet, Stressing Block & Wedges Complete) | Each | 88.71 | 8593.71 | Each | 88.71 | 8593.71 | 16.6.7
16-83-d | Jack Anchorage For 13 to 15 Wires 0.5" Strand (Comprising Trumpet, Stressing Block & Wedges Complete) | Each | 110.94 | 9587.94 | Each | 110.94 | 9587.94 | 16.6.7
16-83-e | Jack Anchorage For 8 to 9 Wires 0.5" Strand (Comprising Trumpet, Stressing Block & Wedges Complete) | Each | 66.59 | 6141.59 | Each | 66.59 | 6141.59 | 16.6.7
16-83-f | Jack Anchorage For 5 to 7 Wires 0.5" Strand (Comprising Trumpet, Stressing Block & Wedges Complete) | Each | 51.8 | 5519.3 | Each | 51.8 | 5519.31 | 16.6.7
16-83-g | Jack Anchorage For upto 4 Wires 0.5" Strand (Comprising Trumpet, Stressing Block & Wedges Complete) | Each | 29.57 | 3917.57 | Each | 29.57 | 3917.57 | 16.6.7
16-84-a | Un-galvanized Sheath for 20 to 24 Wires 0.5" Strand Cable | Rft | 10.76 | 101.89 | m | 35.31 | 334.28 | 16.6.7
16-84-b | Un-galvanized Sheath for 16 to 19 Wires 0.5" Strand Cable | Rft | 8.4 | 87.37 | m | 27.55 | 286.66 | 16.6.7
16-84-c | Un-galvanized Sheath for 13 to 15 Wires 0.5" Strand Cable | Rft | 6.62 | 49.15 | m | 21.73 | 161.25 | 16.6.7
16-84-d | Un-galvanized Sheath for 10 to 12 Wires 0.5" Strand Cable | Rft | 5.32 | 44.2 | m | 17.46 | 145.02 | 16.6.7
16-84-e | Un-galvanized Sheath for 8 to 9 Wires 0.5" Strand Cable | Rft | 4.49 | 40.94 | m | 14.75 | 134.33 | 16.6.7
16-84-f | Un-galvanized Sheath for 5 to 7 Wires 0.5" Strand Cable | Rft | 3.08 | 38.31 | m | 10.09 | 125.69 | 16.6.7
16-84-g | Un-galvanized Sheath for upto 4 Wires 0.5" Strand Cable | Rft | 1.77 | 33.36 | m | 5.82 | 109.46 | 16.6.7
16-84-h | Stressing and Grouting for Cables above 24/0.5" (Single End Stressing). | Each | 1129.84 | 5260.84 | Each | 1129.84 | 5260.84 | 16.6.7.3.9
16-84-i | Stressing and Grouting for Cables ranging from 13/0.5" to 24/.05" (Single End Stressing). | Each | 784.35 | 3676.05 | Each | 784.35 | 3676.05 | 16.6.7.3.9
16-84-j | Stressing and Grouting for Cable below 13/0.5" (Single End Stressing). | Each | 538.46 | 2707.24 | Each | 538.46 | 2707.24 | 16.6.7.3.9
16-85-a | Supply of High Tensile Pre-stressed concrete steel wire strand Grade 270K 0.5" dia. Packed in standard reeless/weldless coils of two 2000 kgs approximately binded and wraped in Hessian Cloth. | Tonne | 0 | 453195 | ton | 0 | 460467.41 | 16.6.7
16-85-b | Supply of P.C Steel wire Dia 7 mm and 8 mm. Packed in reeless coils of 600 kgs to 800kgs properly binded. | tonne | 0 | 1.22 | ton | 0 | 1.23 | 16.6.7
16-85-c | Supply of P.C Steel wire Dia 4 mm and 5 mm. Packed in reeless coils of 600 kgs to 800kgs properly binded. | Tonne | 0 | 166455 | ton | 0 | 169126.11 | 16.6.7
16-86-a | Galvanized Sheath for 20 to 24 Wires 0.5" Strand Cable | Rft | 10.76 | 275.63 | m | 35.31 | 904.31 | 16.6.7
16-86-b | Galvanized Sheath for 16 to 19 Wires 0.5" Strand Cable | Rft | 8.4 | 263.55 | m | 27.55 | 864.66 | 16.6.7
16-86-c | Galvanized Sheath for 13 to 15 Wires 0.5" Strand Cable | Rft | 6.62 | 233.83 | m | 21.73 | 767.15 | 16.6.7
16-86-d | Galvanized Sheath for 10 to 12 Wires 0.5" Strand Cable | Rft | 5.32 | 185.14 | m | 17.46 | 607.42 | 16.6.7
16-86-e | Galvanized Sheath for 8 to 9 Wires 0.5" Strand Cable | Rft | 4.49 | 167.3 | m | 14.75 | 548.9 | 16.6.7
16-86-f | Galvanized Sheath for 5 to 7 Wires 0.5" Strand Cable | Rft | 3.08 | 157.38 | m | 10.09 | 516.34 | 16.6.7
16-86-g | Galvanized Sheath for upto 4 Wires 0.5" Strand Cable | Rft | 1.77 | 138.1 | m | 5.82 | 453.07 | 16.6.7
16-87-a | Precast Reinfored Concrete Kerb New Jersy Barrier for Median (Double Face) | 8 Rft | 4046.25 | 30467.49 | m | 1659.39 | 12494.87 | 16.8.2
16-87-b | Precast Reinforced Concrete Kerb New Jersy Barrier for Bridge (Single Face) | 8 Rft | 4046.25 | 23964.86 | m | 1659.39 | 9828.11 | 16.8.2
16-88-a | Metal Guard Rail | Rft | 54.28 | 956.3 | m | 178.09 | 3137.46 | 16.8.4
16-88-b | Metal Guard Rail End Pieces | Each | 69.1 | 3337.45 | Each | 69.1 | 3337.45 | 16.8.4
16-88-c | Steel Post of Metal Guard Rail | Each | 199.2 | 5594.29 | Each | 199.2 | 5594.29 | 16.8.4
16-89-a | Concrete Beam Guardrail (including522reinforcement) | Cft | 212.91 | 1571.04 | m3 | 7518.76 | 55480.95 | 16.8.5
16-89-b | Concrete Post For Guardrail (Incl. Reinforcement) | Cft | 212.91 | 1559.18 | m3 | 7518.76 | 55061.87 | 16.8.5.2.2
16-90-a | Sand Asphalt (Plant Mixed) layer for sealing cracked road surface (Asphalt content 6.3%) having average thickness 1.25 cm | 100 Cft | 1162.71 | 90645.71 | m3 | 410.61 | 32011.26 | 0
16-90-b | Sand Asphalt (Plant Mixed) layer for sealing cracked road surface (Asphalt content 6.3%) having average thickness 1.25 cm | 100 Sft | 47.66 | 3718.03 | m2 | 5.13 | 400.06 | 0
17-01-a | Formation, dressing and preparing sub-grade in bed | 100 Sft | 876.48 | 876.48 | m2 | 94.31 | 94.31 | 17.3.1,
17-01-b | Formation, dressing and preparing sub-grade on slope | 100 Sft | 1195.2 | 1195.2 | m2 | 128.6 | 128.6 | 17.3.1,
17-02 | Stabilized layer of cement, sand mortar 1:30 2" thick on slope | 100 Sft | 2340.6 | 3590.83 | m2 | 251.85 | 386.37 | 17.2.5
17-03-a | 1/2" thick plaster of cement, sand motar 1:10 in bed | 100 Sft | 1688.22 | 2264.86 | m2 | 181.65 | 243.7 | 17.2.5
17-03-b | 1/2" thick plaster of cement, sand motar 1:10 On slope | 100 Sft | 2141.4 | 2718.04 | m2 | 230.41 | 292.46 | 17.2.5
17-04-a | 1«" thick plaster of cement, sand mortar 1:6 in bed | 100 Sft | 2141.4 | 4644.42 | m2 | 230.41 | 499.74 | 17.2.5
17-04-b | 1" thick plaster of cement, sand mortar 1:6 On slope | 100 Sft | 2714.1 | 5217.12 | m2 | 292.04 | 561.36 | 17.2.5
17-05-a | 3/8" thick plaster of cement, sand mortar 1:3 in bed | 100 Sft | 1195.2 | 2186.03 | m2 | 128.6 | 235.22 | 17.2.5
17-05-b | 3/8" thick plaster of cement, sand mortar 1:3 On slope | 100 Sft | 2676.75 | 3667.58 | m2 | 288.02 | 394.63 | 17.2.5
17-06-a | Lining with Brick tiles 12"x6"x2", in c/s mortar 1:6 over a layer of 1/8" thick c/s mortar 1:6 (in bed) | 100 Sft | 10395.75 | 34612.64 | m2 | 1118.58 | 3724.32 | 17.3.7
17-06-b | Lining with Brick tiles 12"x6"x2", in c/s mortar 1:6 over a layer of 1/8" thick c/s mortar 1:6 (On slope) | 100 Sft | 11858.63 | 36075.52 | m2 | 1275.99 | 3881.73 | 17.3.7
17-07-a | Lining with Brick tiles 12"x6"x2", in c/s mortar 1:3 over a layer of 1/8" thick c/s mortar 1:3 (in bed) | 100 Sft | 10395.75 | 37769.7 | m2 | 1118.58 | 4064.02 | 17.3.7
17-07-b | Lining with Brick tiles 12"x6"x2", in c/s mortar 1:3 over a layer of 1/8" thick c/s mortar 1:3 (On slope) | 100 Sft | 11858.63 | 39232.57 | m2 | 1275.99 | 4221.42 | 17.3.7
17-08-a | Lining with bricks 9"x4.5"x3" (First Class) in c/s mort. 1:6 ove a layer of 1/8" thick c/s mortar 1:6 (in bed) | 100 Sft | 10395.75 | 38973.62 | m2 | 1118.58 | 4193.56 | 17.3.7
17-08-b | Lining with bricks 9"x4.5"x3" (First Class), in c/s mort. 1:6 over a layer of 1/8" thick c/s mortar 1:6 (On slope) | 100 Sft | 11858.63 | 40436.49 | m2 | 1275.99 | 4350.97 | 17.3.7
17-09-a | Lining with bricks 9"x4.5"x3" (First Class), in c/s mort. 1:3 over a layer of 1/8" thick c/s mortar 1:3 (in bed) | 100 Sft | 10395.75 | 42130.67 | m2 | 1118.58 | 4533.26 | 17.3.7
17-09-b | Lining with bricks 9"x4.5"x3" (First Class), in c/s mort. 1:3 over a layer of 1/8" thick c/s mortar 1:3 (On slope) | 100 Sft | 11858.63 | 43593.55 | m2 | 1275.99 | 4690.67 | 17.3.7
17-10-a-01 | 4" thick PCC lining, using washed screened & graded/curshed stone aggregate : in bed : Ratio 1:2:4 | 100 Cft | 8341.5 | 35781.3 | m3 | 2945.78 | 12636.06 | 17.2.7,
17-10-a-02 | 4" thick PCC lining, using washed screened & graded/curshed stone aggregate : in bed : Ratio 1:3:6 | 100 Cft | 8341.5 | 30112.84 | m3 | 2945.78 | 10634.26 | 17.2.7,
17-10-a-03 | 4" thick PCC lining, using washed screened & graded/curshed stone aggregate : in bed : Ratio 1:4:8 | 100 Cft | 8341.5 | 25235.35 | m3 | 2945.78 | 8911.79 | 17.2.7,
17-10-b-01 | 4" thick PCC lining, using washed screened & graded/curshed stone aggregate : On slope : Ratio 1:2:4 | 100 Cft | 9804.38 | 37244.18 | m3 | 3462.39 | 13152.67 | 17.2.7,
17-10-b-02 | 4" thick PCC lining, using washed screened & graded/curshed stone aggregate : On slope : Ratio 1:3:6 | 100 Cft | 9804.38 | 31575.72 | m3 | 3462.39 | 11150.87 | 17.2.7,
17-10-b-03 | 4" thick PCC lining, using washed screened & graded/curshed stone aggregate : On slope : Ratio 1:4:8 | 100 Cft | 9368.63 | 26262.47 | m3 | 3308.5 | 9274.51 | 17.2.7,
17-11-a | Providing and laying Pre-cast parabolic segments, moulded with cement concrete 1:1-1/2:3, including lowering in water channels to correct alignment and grade, jointing, finishing where necessary, complete in all respects:- Top width-14" (360mm) & Total Depth- 9"(225mm) | Rft | 95.86 | 313.77 | m | 314.52 | 1029.44 | 17.3.5
17-11-b | Providing and laying Pre-cast parabolic segments, moulded with cement concrete 1:1-1/2:3, including lowering in water channels to correct alignment and grade, jointing, finishing where necessary,excluding carriage, complete in all respects:- Top width- 18" (457mm) & Total Depth- 12"(305mm) | Rft | 110.18 | 363.21 | m | 361.49 | 1191.62 | 17.3.5
17-11-c | Providing and laying Pre-cast parabolic segments, moulded with cement concrete 1:1-1/2:3, including lowering in water channels to correct alignment and grade, jointing, finishing where necessary, etc. complete in all respects:- Top width- 24" (600mm) & Total Depth- 14"(360mm) | Rft | 124.5 | 431 | m | 408.46 | 1414.03 | 17.3.5
17-11-d | Providing and laying Pre-cast parabolic segments, moulded with cement concrete 1:1-1/2:3,including lowering in water channels to correct alignment and grade, jointing, finishing where necessary, etc. complete in all respects:- Top width- 25.5" (640mm) & Total Depth- 18"(460mm) | Rft | 153.13 | 550.2 | m | 502.41 | 1805.11 | 17.3.5
17-11-e | Providing and laying Pre-cast parabolic segments, moulded with cement concrete 1:1-1/2:3, excluding carriage, lowering in water channels to correct alignment and grade, jointing, finishing where necessary, etc. complete in all respects:-Top width- 27" (675mm) & Total Depth-19"(480mm) | Rft | 181.77 | 607.02 | m | 596.36 | 1991.54 | 17.3.5
17-11-f | Providing and laying Pre-cast parabolic segments, moulded with cement concrete 1:1-1/2:3, excluding carriage, lowering in water channels to correct alignment and grade, jointing, finishing where necessary, etc. complete in all respects:-Top width- 30" (760mm) & Total Depth-21"(525mm) | Rft | 229.7 | 782.71 | m | 753.62 | 2567.95 | 17.3.5
18-01 | Cutting Ransome & Larson piles. | Each | 342.38 | 342.38 | Cut | 342.38 | 342.38 | 18.1.4.1.3
18-02 | Cutting universal piles | Each | 513.56 | 513.56 | Cut | 513.56 | 513.56 | 18.1.4.1.3
18-03-a | Driving steel piles to depth of: Upto 15' | Rft | 39.59 | 39.59 | m | 129.89 | 129.89 | 18.1.4.1
18-03-b | Driving steel piles to depth of: More than 15' to 25’ Driving steel piles to depth of: More than 25' to 30’ | Rft | 53.78 | 53.78 | m | 176.46 | 176.46 | 18.1.4.1
18-03-c | Driving steel piles to depth of: More than 25' to 30' | Rft | 56.15 | 56.15 | m | 184.22 | 184.22 | 18.1.4.1
18-04 | Dolleying piles upto 5’ | Each | 400.64 | 400.64 | Each | 400.64 | 400.64 | 18.1.4.1.3
18-05 | Drilling holes in piles by hand | Each | 45.19 | 45.19 | Each | 45.19 | 45.19 | 18.1.4.1.3
18-06 | Raising and lowering machine | Each | 16756.46 | 16756.46 | Each | 16756.46 | 16756.46 | 18.1.4.1.3
18-07-a | Turning Machine : 90 | Job | 7569.6 | 7569.6 | Job | 7569.6 | 7569.6 | 18.1.4.1.3
18-07-b | Turning Machine : 135 | Job | 9462 | 9462 | Job | 9462 | 9462 | 18.1.4.1.3
18-07-c | Turning Machine : 180 | Job | 12948 | 12948 | Job | 12948 | 12948 | 18.1.4.1.3
18-08 | Travelling machine (light) | 100 Rft | 18952.91 | 18952.91 | m | 621.81 | 621.81 | 18.1.4.1
18-09 | Loading and unloading piles | tonne | 431.27 | 431.27 | tonne | 431.27 | 431.27 | 18.3.3
18-10 | Carriage of piling machine under different conditions | 100 Rft | 7860.87 | 7860.87 | m | 257.9 | 257.9 | 18.1.4.1.3
18-11 | Erecting piling machines | Each | 51284.54 | 51284.54 | Each | 51284.54 | 51284.54 | 18.1.4.1.3
18-12 | Dismantling piling machine | Each | 48843.71 | 48843.71 | Each | 48843.71 | 48843.71 | 18.1.4.1.3
18-13 | Hire charges of piling plant with accessories including fuel, pay of operator and other mechanical staff, mobilization, demobilization and idle time | per day | 0 | 6075 | per day | 0 | 6075 | 18.1.4.2
19-01 | Cutting pilchi, frash or sarkanda including carriage within one mile. (1.6 km.) | 100 Cft | 1513.92 | 1513.92 | m3 | 534.64 | 534.64 | 0
19-02 | Weaving matresses | 100 Sft | 3585.6 | 3585.6 | m2 | 385.81 | 385.81 | 0
19-03-a | Supply & filling used synthetic fibre/plastic bags5221.25cft capacity with sand or earth, sewing &stacking : in dry | Each | 80.68 | 117.13 | Each | 80.68 | 117.13 | 19.3.4
19-03-b | Supply & filling used synthetic fibre/plastic bags 1.25cft capacity with sand or earth, sewing & stacking : Under water | Each | 100.6 | 137.05 | Each | 100.6 | 137.05 | 19.3.4
19-03-c | Supplying and filling used jute bags, 1.25 cft capacity with sand or earth, sewing and stacking: in dry. | Each | 80.68 | 190.03 | Each | 80.68 | 190.03 | 19.3.4
19-03-d | Supplying and filling used jute bags 1.25 cft capacity with sand or earth, sewing & stacking : Under Water | Each | 100.6 | 209.95 | Each | 100.6 | 209.95 | 19.3.4
19-04-a | Supply & filling new synthetic fibre/plastic bags 4-5cft capacity with sand or earth,sewing, stacking522: in dry | Each | 322.7 | 382.24 | Each | 322.7 | 382.24 | 19.3.4
19-04-b | Supply & filling new synthetic fibre/plastic bags 4-5cft capacity with sand or earth,sewing, stacking522: Under water | Each | 402.38 | 461.92 | Each | 402.38 | 461.92 | 19.3.4
19-04-c | Supply & filling used jute bags 4-5 cft capacity with sand or earth, sewing & stacking : in dry | Each | 322.7 | 504.95 | Each | 322.7 | 504.95 | 19.3.4
19-04-d | Supply & filling used jute bags 4-5 capacity with sand or earth, sewing & stacking : Under Water | Each | 402.38 | 584.63 | Each | 402.38 | 584.63 | 19.3.4
19-05-a | Carriage of synthetic fibre/plastic bags 1.25 cft capacity filled with sand / earth : 1st 50 m | 100 No. | 408.36 | 408.36 | 100 No. | 408.36 | 408.36 | 19.3.4
19-05-b | Carriage of synthetic fibre/plastic bags 1.25 cft522capacity filled with sand / earth : 2nd & 3rd 50 m | 100No/50m | 308.76 | 308.76 | 100No/50 | 308.76 | 308.76 | 19.3.4
19-05-c | Carriage of synthetic fibre/plastic bags 1.25 cft522capacity filled with sand / earth : 4th and subsequent 50 m | 100No/50m | 33.86 | 33.86 | 100No/50 | 33.86 | 33.86 | 19.3.4
19-06-a | Carriage of new synthetic fibre/plastic bags 4-5 cft522capacity filled with sand/earth : 1st 50 m | 100No/50m | 1633.44 | 1633.44 | 100No/50 | 1633.44 | 1633.44 | 19.3.4
19-06-b | Carriage of new synthetic fibre/plastic bags 4-5 cft522capacity filled with sand/earth : 2nd & 3rd 50 m | 100No/50m | 1235.04 | 1235.04 | 100No/50 | 1235.04 | 1235.04 | 19.3.4
19-06-c | Carriage of new synthetic fibre/plastic bags 4-5 cft522capacity filled with sand/earth : 4th & subsequent 50 m | 100No/50m | 135.46 | 135.46 | 100No/50 | 135.46 | 135.46 | 19.3.4
19-07-a | Rolling matresses to river edge & floating, after unrolling with area : Upto 200 m2 | 100 Sft | 1095.6 | 1095.6 | m2 | 117.89 | 117.89 | 19.3.4
19-07-b | Rolling matresses to river edge & floating, after unrolling with area : Over 200 to 250 m2 | 100 Sft | 1743 | 1743 | m2 | 187.55 | 187.55 | 19.3.4
19-07-c | Rolling matresses to river edge & floating, after unrolling with area : Over 250 m2 | 100 Sft | 2081.64 | 2081.64 | m2 | 223.98 | 223.98 | 19.3.4
19-08 | Sewing empty cement bags in sheets | 100 No. | 1444.2 | 1496.17 | 100 No. | 1444.2 | 1496.17 | 0
19-09 | Making compact round pilchi, frash or sarkanda | 100 Cft | 1942.2 | 1942.2 | m3 | 685.88 | 685.88 | 19.2.1 ,
19-10 | Launching the bundles mentioned in Item 19-09 above & placing in position | 100 Cft | 1195.2 | 1195.2 | m3 | 422.08 | 422.08 | 19.2.1 ,
19-11-a | Supply and staking within 150m (500 feet) : Boulders 9" (225 m) and above | 100 Cft | 2884.42 | 2884.42 | m3 | 1018.62 | 1018.62 | 19.3.2
19-11-b | Supply within 150m (500 feet) : Over size shingle5223" to 9" | 100 Cft | 1928.26 | 1928.26 | m3 | 680.96 | 680.96 | 19.2.2 ,
19-11-c | Supply within 150m (500 feet): Mixed graded522shingle | 100 Cft | 2278.85 | 2278.85 | m3 | 804.77 | 804.77 | 19.2.2 ,
19-12 | Supplying and stacking munj or patha trungers (6" mesh to hold 3 cft) stones/boulders | Each | 249 | 311.68 | Each | 249 | 311.68 | 19.2.1
19-13-a-01 | Provide & weave GI wire netting for wire crates 6"x9" mesh : 15 SWG wire | 100 Sft | 1774.13 | 2911.36 | m2 | 190.9 | 313.26 | 19.3.4.9
19-13-a-02 | Provide & weave GI wire netting for wire crates 6"x9" mesh : 10 SWG wire | 100 Sft | 1774.13 | 5508.9 | m2 | 190.9 | 592.76 | 19.3.4.9
19-13-a-03 | Provide & weave GI wire netting for wire crates 6"x9" mesh : 8 SWG wire | 100 Sft | 1774.13 | 6337.67 | m2 | 190.9 | 681.93 | 19.3.4.9
19-13-b-01 | Provide & weave GI wire netting for wire crates 6"x6" mesh : 15 SWG wire | 100 Sft | 2128.95 | 3004.62 | m2 | 229.08 | 323.3 | 19.3.4.9
19-13-b-02 | Provide & weave GI wire netting for wire crates 6"x6" mesh : 10 SWG wire | 100 Sft | 2128.95 | 5002.74 | m2 | 229.08 | 538.29 | 19.3.4.9
19-13-b-03 | Provide & weave GI wire netting for wire crates 6"x6" mesh : 8 SWG wire | 100 Sft | 2128.95 | 8083.42 | m2 | 229.08 | 869.78 | 19.3.4.9
19-13-c-01 | Provide & weave GI wire netting for wire crates 4"x4" mesh : 15 SWG wire | 100 Sft | 2365.5 | 3681.86 | m2 | 254.53 | 396.17 | 19.3.4.9
19-13-c-02 | Provide & weave GI wire netting for wire crates 4"x4" mesh : 10 SWG wire | 100 Sft | 2365.5 | 6676.19 | m2 | 254.53 | 718.36 | 19.3.4.9
19-13-c-03 | Provide & weave GI wire netting for wire crates 4"x4" mesh : 8 SWG wire | 100 Sft | 2365.5 | 9209.35 | m2 | 254.53 | 990.93 | 19.3.4.9
19-14 | Providing and Laying shingle on top of bund, including handling of materials within 100 m. | 100 Cft | 996 | 6666 | m3 | 351.73 | 2354.08 | 19.3.2
19-15-a | Supply & dump at site, without boat, including handling within 100m : Stone | 100 Cft | 1992 | 7084.06 | m3 | 703.47 | 2501.72 | 19.3.5.3
19-15-a-01 | Supply & dump at site, without boat, including handling within 100m: boulders | 100 Cft | 1992 | 5090.25 | m3 | 703.47 | 1797.61 | 19.3.5.3
19-15-b | Supply & dump at site, without boat, including handling within 100m : Shingle or spawls | 100 Cft | 1992 | 7662 | m3 | 703.47 | 2705.81 | 19.3.5.3
19-15-c | Supply & dump at site, without boat, including handling within 100m : Brick bats | 100 Cft | 1494 | 8176.5 | m3 | 527.6 | 2887.51 | 19.3.5.3
19-16-a | Supplying and dumping by boat, including loading within 100m lead : Stone or boulder | 100 Cft | 3237 | 6335.25 | m3 | 1143.14 | 2237.27 | 19.3.5.3
19-16-b | Supplying and dumping by boat, including loading within 100m lead : Shingle or spawls | 100 Cft | 3237 | 8907 | m3 | 1143.14 | 3145.48 | 19.3.2
19-16-c | Supplying and dumping by boat, including loading within 100m lead : Brick bats | 100 Cft | 2676.75 | 9359.25 | m3 | 945.29 | 3305.19 | 19.3.5.3
19-17-a | Provide & fill brick bats in crates, excluding cost of crates : without hand packing. | 100 Cft | 2490 | 9172.5 | m3 | 879.34 | 3239.24 | 19.3.5.3
19-17-b | Provide & fill brick bats in crates, excluding cost of crates : with hand packing. | 100 Cft | 4170.75 | 10853.25 | m3 | 1472.89 | 3832.79 | 19.3.5.3
19-18-a | Supply & fill bricks in wire crates including sewing crates, excl cost of crates : Stone or boulder | 100 Cft | 2151.36 | 5249.61 | m3 | 759.75 | 1853.88 | 19.3.4
19-18-b | Supply & fill bricks in wire crates including sewing crates, excl cost of crates : Shingle or spawls | 100 Cft | 2141.4 | 7811.4 | m3 | 756.23 | 2758.57 | 19.3.4
19-19 | Extra for anchoring boat for dumping by boats or tipping crates | 100 Cft | 224.1 | 224.1 | m3 | 79.14 | 79.14 | 19.3.4
19-20 | Extra for tipping crates (in addition to achoring boats) | 100 Cft | 1992 | 1992 | m3 | 703.47 | 703.47 | 19.3.4
19-21 | Pilchi revetment, including carriage upto 1.6 km (one mile) | 100 Sft | 996 | 1878.09 | m2 | 107.17 | 202.08 | 19.2.1 ,
19-22 | Surface protection with pilchi matresses including carriage upto 1.6 km. | 100 Sft | 2490 | 2564.84 | m2 | 267.92 | 275.98 | 19.2.1 ,
19-23 | Pilchi, sarkanda or frash pitching on slopes, incl supply within 1.5 km, pegging & tying with wire | 100 Sft | 1992 | 3814.84 | m2 | 214.34 | 410.48 | 19.2.1 ,
19-24-a | P&E groynes, vertical wooden stakes 7"-12" dia Upto 1.5 m high, single row of stakes at 0.3m | 100 Sft | 996 | 4741.91 | m2 | 107.17 | 510.23 | 19.3.5
19-24-b | P&E groynes, vertical wooden stakes 7"-12" dia Upto 3 m high, double row of stakes at 0.6m | 100 Sft | 3859.5 | 8107.59 | m2 | 415.28 | 872.38 | 19.3.5
19-25 | Providing and Laying stone pithcing/filling, dry hand packed in pitching & aprons | 100 Cft | 2178.75 | 7270.81 | m3 | 769.42 | 2567.67 | 19.2.2 ,
19-26 | Supplying stone and stone filling in GI wire crate and its sewing, excluding cost of crates | 100 Cft | 3050.25 | 8142.31 | m3 | 1077.19 | 2875.43 | 19.2.2 ,
19-27 | Providing and Laying stone pitching with hammer dressed stones on surface, laid in courses | 100 Cft | 5353.5 | 11463.98 | m3 | 1890.57 | 4048.47 | 19.2.2 ,
19-28-a | Providing and Laying stone pitching for top layer only : On slope | 100 Cft | 7345.5 | 13455.98 | m3 | 2594.04 | 4751.94 | 19.2.2 ,
19-28-b | Providing and Laying stone pitching for top layer only : On level | 100 Cft | 5353.5 | 11463.98 | m3 | 1890.57 | 4048.47 | 19.2.2 ,
19-29-a | Providing and Laying stone or spawl filling : On slope | 100 Cft | 1291.69 | 6892.96 | m3 | 456.16 | 2434.23 | 19.2.2 ,
19-29-b | Providing and Laying stone or spawl filling : On level | 100 Cft | 1042.69 | 6643.96 | m3 | 368.22 | 2346.29 | 19.2.2 ,
19-30-a | Providing and Laying grouted stone pitching, in 1:8 c/s mortar Top layer on slope | 100 Cft | 9430.88 | 19951.2 | m3 | 3330.49 | 7045.71 | 19.2.2 ,
19-30-b | Providing and Laying grouted stone pitching, in 1:8 c/s mortar Top layer on level | 100 Cft | 7843.5 | 18363.82 | m3 | 2769.91 | 6485.13 | 19.2.2 ,
19-30-c | Providing and Laying grouted stone pitching, in 1:8 c/s mortar Stone pitching/filling on slope or on level | 100 Cft | 6551.81 | 17072.13 | m3 | 2313.75 | 6028.97 | 19.2.2 ,
19-30-d | Providing and Laying grouted stone pitching, in 1:6 c/s mortar Stone pitching/filling on slope or on level | 100 Cft | 6551.81 | 16845.22 | m3 | 2313.75 | 5948.84 | 19.2.2 ,
19-31-a | Grouting stone pitching or apron etc, in : Cement, sand mortar(1:3) | 100 Sft | 3626.06 | 12046.01 | m2 | 390.16 | 1296.15 | 19.2.2 ,
19-31-b | Grouting stone pitching or apron etc, in : Cement, sand mortar(1:8) | 100 Sft | 3626.06 | 7926.53 | m2 | 390.16 | 852.89 | 19.2.2 ,
19-31-c | Grouting stone pitching or apron etc, in : Cement, sand mortar(1:6) | 100 Sft | 3626.06 | 7699.96 | m2 | 390.16 | 828.52 | 19.2.2 ,
19-31-d | Providing and Laying grouted stone pitching, in PCC 1:3:6 on slope or on level | 100 Cft | 6551.81 | 17744.71 | m3 | 2313.75 | 6266.49 | 19.2.2 ,
19-32 | Sand grouting in stone apron, with high pressure hose | 100 Sft | 1291.69 | 2603.89 | m2 | 138.99 | 280.18 | 19.2.2 ,
19-33 | Grouting stone filling or pitching with bajri | 100 Cft | 1245 | 2946 | m3 | 439.67 | 1040.37 | 19.2.2 ,
19-34 | Remove stone & repitching hand packed, on522slopes or level, making good damaged portion | 100 Cft | 6536.25 | 6536.25 | m3 | 2308.26 | 2308.26 | 19.2.2 ,
19-35 | Collect & stack boulders from nullah beds or loose522shale etc within 100m lead | 100 Cft | 2988 | 2988 | m3 | 1055.2 | 1055.2 | 19.2.2 ,
19-36 | Levelling and dressing stone filling under blocks522and grouting with shingle | 100 Cft | 1291.69 | 2992.69 | m3 | 456.16 | 1056.86 | 19.2.2 ,
19-37 | Grouting jharies between blocks with bajri | 100 Cft | 2085.38 | 3786.38 | m3 | 736.44 | 1337.15 | 0
19-38-a | Breaking stone into spawls and stacking | 100 Cft | 1195.2 | 1195.2 | m3 | 422.08 | 422.08 | 0
19-38-b | Stone pitching with hammer dressed stone on522surface laid in courses including carriage of material with in 91.50 (300 feet) meters. | 100 Cft | 7641.19 | 13751.67 | m3 | 2698.46 | 4856.36 | 19.2.2 ,
19-38-c | Stone pitching hand packed with surface levelled522off to the correct section with hammer dressed stone and voids filled in 1:8 cement mortar in floors of bridges and along banks and in aprons etc including 91.50 meter lead. | 100 Cft | 8932.88 | 19386.01 | m3 | 3154.62 | 6846.11 | 19.2.2 ,
19-38-d | Removing stone and repitching, hand packed on522slopes after making good damage slope. | 100 Cft | 3579.38 | 3579.38 | m3 | 1264.05 | 1264.05 | 19.2.2 ,
19-38-e | Collecting and stacking boulders from nullah beds or loose shale from any other site, within 91.50 (300 feet) meter lead | 100 Cft | 1992 | 1992 | m3 | 703.47 | 703.47 | 19.3.5.3
19-38-f-01 | Stone pitching for top layer only on slope | 100 Cft | 7345.5 | 13455.98 | m3 | 2594.04 | 4751.94 | 19.2.2 ,
19-38-f-02 | Stone pitching for top layer only on Bed | 100 Cft | 5353.5 | 11463.98 | m3 | 1890.57 | 4048.47 | 19.2.2 ,
19-38-g-01 | Laying stone or spawl filling. a) on level | 100 Cft | 1042.69 | 6643.96 | m3 | 368.22 | 2346.29 | 19.2.2 ,
19-38-g-02 | Laying stone or spawl filling. a) on slope | 100 Cft | 1291.69 | 6892.96 | m3 | 456.16 | 2434.23 | 19.2.2 ,
19-39-a | Fix floating spurs, with material from canal plantation within 1 km : Upto 2' FS depth\ | Each | 50.11 | 50.11 | Each | 50.11 | 50.11 | 19.3.4
19-39-b | Fix floating spurs, with material from canal plantation within 1 km : Over 2' to 3' FS depth | Each | 71.15 | 71.15 | Each | 71.15 | 71.15 | 19.3.4
19-39-c | Fix floating spurs, with material from canal plantation within 1 km: Over 3' to 4' FS depth | Each | 100.22 | 100.22 | Each | 100.22 | 100.22 | 19.3.4
19-39-d | Fix floating spurs, with material from canal plantation within 1 km: Exceeding 4' depth | Each | 200.45 | 200.45 | Each | 200.45 | 200.45 | 19.3.4
19-40-a-01 | Stake & bush from canal plantation etc : Pegs 3.5' long, 3"-6" dia: Unsharpened within 1km | 100 No. | 3168.52 | 3751.73 | 100 No. | 3168.52 | 3751.73 | 19.3.4
19-40-a-02 | Stake & bush from canal plantation etc : Pegs 3.5' long, 3"-6" dia: Sharpening one end | 100 No. | 1400.63 | 1400.63 | 100 No. | 1400.63 | 1400.63 | 19.3.4
19-40-a-03 | Stake & bush from canal plantation etc : Pegs 3.5' long, 3"-6" dia:Driving 1' below ground | 100 No. | 1245 | 1245 | 100 No. | 1245 | 1245 | 19.3.4
19-40-a-04 | Stake & bush from canal plantation etc : Pegs 3.5' long, 3"-6" dia: Tying with munj, patha ban | 100 Rft | 498 | 532.63 | m | 16.34 | 17.47 | 19.3.4
19-40-a-05 | Stake & bush from canal plantation etc : Pegs 3.5' long, 3"-6" dia: Wattle+intertwine brushwood | 100 Rft | 3486 | 25234.5 | m | 114.37 | 827.9 | 19.3.4
19-40-b-01 | Stake & bush from canal plantation etc : Pegs 4' long, 3"-6" dia:Unsharpened within 1km | 100 No. | 3666.52 | 25415.03 | 100 No. | 3666.52 | 25415.03 | 19.3.4
19-40-b-02 | Stake & bush from canal plantation etc : Pegs 4' long, 3"-6" dia: Sharpening one end | 100 No. | 1400.63 | 1400.63 | 100 No. | 1400.63 | 1400.63 | 19.3.4
19-40-b-03 | Stake & bush from canal plantation etc : Pegs 4' long, 3"-6" dia: Driving 1.25' below ground | 100 No. | 1743 | 1743 | 100 No. | 1743 | 1743 | 19.3.4
19-40-b-04 | Stake & bush from canal plantation etc : Pegs 4' long, 3"-6" dia: Tying with munj, patha ban | 100 Rft | 498 | 532.63 | m | 16.34 | 17.47 | 19.3.4
19-40-b-05 | Stake & bush from canal plantation etc : Pegs 4' long, 3"-6" dia: Wattle+intertwine brushwood | 100 Rft | 4233 | 25981.5 | m | 138.88 | 852.41 | 19.3.4
19-40-c-01 | Stake & bush from canal plantation etc : Pegs 5' long, 3"-6" dia: Unsharpened within 1km | 100 No. | 4357.5 | 26106 | 100 No. | 4357.5 | 26106 | 19.3.4
19-40-c-02 | Stake & bush from canal plantation etc : Pegs 5' long, 3"-6" dia: Sharpening one end | 100 No. | 1494 | 1494 | 100 No. | 1494 | 1494 | 19.3.4
19-40-c-03 | Stake & bush from canal plantation etc : Pegs 5' long, 3"-6" dia:Driving 1.5' below ground | 100 No. | 1573.06 | 1573.06 | 100 No. | 1573.06 | 1573.06 | 19.3.4
19-40-c-04 | Stake & bush from canal plantation etc : Pegs 5' long, 3"-6" dia: Tying with munj, patha ban | 100 Rft | 498 | 532.63 | m | 16.34 | 17.47 | 19.3.4
19-40-c-05 | Stake & bush from canal plantation etc : Pegs 5' long, 3"-6" dia: Wattle+intertwine brushwood | 100 Rft | 5179.2 | 26927.7 | m | 169.92 | 883.45 | 19.3.4
19-40-d-01 | Stake & bush from canal plantation etc : Pegs 6' long, 3"-6" dia: Unsharpened within 1km | 100 Rft | 5322.38 | 5905.58 | m | 174.62 | 193.75 | 19.3.4
19-40-d-02 | Stake & bush from canal plantation etc : Pegs 6' long, 3"-6" dia:Sharpening one end | 100 No. | 926.28 | 926.28 | 100 No. | 926.28 | 926.28 | 19.3.4
19-40-d-03 | Stake & bush from canal plantation etc : Pegs 6' long, 3"-6" dia:Driving 1.75' below ground | 100 No. | 1853.37 | 1853.37 | 100 No. | 1853.37 | 1853.37 | 19.3.4
19-40-d-04 | Stake & bush from canal plantation etc : Pegs 6' long, 3"-6" dia: Tying with munj, patha ban | 100 Rft | 498 | 532.63 | m | 16.34 | 17.47 | 19.3.4
19-40-d-05 | Stake & bush from canal plantation etc : Pegs 6' long, 3"-6" dia: Wattle+intertwine brushwood | 100 Rft | 6474 | 28222.5 | m | 212.4 | 925.94 | 19.3.4
19-40-e-01 | Stake & bush from canal plantation etc : Pegs 8' long, 4"-8" dia:Unsharpened within 1km | 100 No. | 11142.75 | 11725.95 | 100 No. | 11142.75 | 11725.95 | 19.3.4
19-40-e-02 | Stake & bush from canal plantation etc : Pegs 8' long, 4"-8" dia:Sharpening one end | 100 No. | 2184.97 | 2184.97 | 100 No. | 2184.98 | 2184.98 | 19.3.4
19-40-e-03 | Stake & bush from canal plantation etc : Pegs 8' long, 4"-8" dia:Driving 2' below ground | 100 No. | 2049.71 | 2049.71 | 100 No. | 2049.71 | 2049.71 | 19.3.4
19-40-e-04 | Stake & bush from canal plantation etc : Pegs 8' long, 4"-8" dia:Tying with munj, patha ban | 100 Rft | 498 | 539.55 | m | 16.34 | 17.7 | 19.3.4
19-40-e-05 | Stake & bush from canal plantation etc : Pegs 8' long, 4"-8" dia:Wattle+intertwine brushwood | 100 Rft | 7470 | 29218.5 | m | 245.08 | 958.61 | 19.3.4
19-41-a-01 | Stake, market bamboo, bush from any source 8'-10' long, 2.5"-5" dia: Supply bamboo | 100 No. | 0 | 22599 | 100 No. | 0 | 22599 | 19.3.4
19-41-a-02 | Stake, market bamboo, bush from any source 8'-10' long, 2.5"-5" dia: Sharpen one end | 100 No. | 1867.5 | 1867.5 | 100 No. | 1867.5 | 1867.5 | 19.3.4
19-41-a-03 | Stake, market bamboo, bush from any source 8'-10' long, 2.5"-5" dia: Driving bamboo 2.5 | 100 No. | 3159.19 | 3159.19 | 100 No. | 3159.19 | 3159.19 | 19.3.4
19-41-a-04 | Stake, market bamboo, bush from any source 8'-10' long, 2.5"-5" dia: Tying bamboo with wire | 100 Rft | 996 | 1037.55 | m | 32.68 | 34.04 | 19.3.4
19-41-a-05 | Stake, market bamboo, bush from any source 8'-10' long, 2.5"-5" dia: Wattle & intertwine | 100 Rft | 9462 | 44259.6 | m | 310.43 | 1452.09 | 19.3.4
19-41-b-01 | Stake, market bamboo, bush from any source 10'-12' long, 2.5"-5"dia : Supply bamboo | 100 No. | 0 | 29038.5 | 100 No. | 0 | 29038.5 | 19.3.4
19-41-b-02 | Stake, market bamboo, bush from any source 10'-12' long, 2.5"-5"dia : Sharpen one end | 100 No. | 2184.97 | 2184.97 | 100 No. | 2184.98 | 2184.98 | 19.3.4
19-41-b-03 | Stake, market bamboo, bush from any source 10'-12' long, 2.5"-5"dia : Driving bamboo 2.75 | 100 No. | 2483.77 | 2483.77 | 100 No. | 2483.77 | 2483.77 | 19.3.4
19-41-b-04 | Stake, market bamboo, bush from any source 10'-12' long, 2.5"-5"dia : Tying bamboo with wire | 100 Rft | 498 | 5018.53 | m | 16.34 | 164.65 | 19.3.4
19-41-b-05 | Stake, market bamboo, bush from any source 10'-12' long, 2.5"-5"dia : Wattle & intertwine | 100 Rft | 11752.8 | 55249.8 | m | 385.59 | 1812.66 | 19.3.4
19-41-c-01 | Stake, market bamboo, bush from any source 12'-14' long, 2.5"-5"dia : Supply bamboo | 100 No. | 0 | 30010.5 | 100 No. | 0 | 30010.5 | 19.3.4
19-41-c-02 | Stake, market bamboo, bush from any source 12'-14' long, 2.5"-5"dia : Sharpen one end | 100 No. | 2465.1 | 2465.1 | 100 No. | 2465.1 | 2465.1 | 19.3.4
19-41-c-03 | Stake, market bamboo, bush from any source 12'-14' long, 2.5"-5"dia : Driving bamboo 3.5 | 100 No | 2759.36 | 2759.36 | 100 No | 2759.35 | 2759.35 | 19.3.4
19-41-c-04 | Stake, market bamboo, bush from any source 12'-14' long, 2.5"-5"dia : Tying bamboo with wire | 100 Rft | 498 | 5018.53 | m | 16.34 | 164.65 | 19.3.4
19-41-c-05 | Stake, market bamboo, bush from any source 12'-14' long, 2.5"-5"dia : Wattle & intertwine | 100 Rft | 13714.92 | 74610.72 | m | 449.96 | 2447.86 | 19.3.4
19-41-d-01 | Stake, market bamboo, bush from any source 14'-16' long, 2.5"-5"dia : Supply bamboo | 100 No. | 0 | 32319 | 100 No. | 0 | 32319 | 19.3.4
19-41-d-02 | Stake, market bamboo, bush from any source 14'-16' long, 2.5"-5"dia : Sharpen one end | 100 No. | 2801.25 | 2801.25 | 100 No. | 2801.25 | 2801.25 | 19.3.4
19-41-d-03 | Stake, market bamboo, bush from any source 14'-16' long, 2.5"-5"dia : Driving bamboo 4' | 100 No. | 3075.15 | 3075.15 | 100 No. | 3075.15 | 3075.15 | 19.3.4
19-41-d-04 | Stake, market bamboo, bush from any source 14'-16' long, 2.5"-5"dia : Tying bamboo with wire | 100 Rft | 591.38 | 5227.81 | m | 19.4 | 171.52 | 19.3.4
19-41-d-05 | Stake, market bamboo, bush from any source 14'-16' long, 2.5"-5"dia : Wattle & intertwine | 100 Rft | 13944 | 83539.2 | m | 457.48 | 2740.79 | 19.3.4
19-41-e-01 | Stake, market bamboo, bush from any source 16'-20' long, 2.5"-5"dia : Supply bamboo | 100 No. | 0 | 63180 | 100 No. | 0 | 63180 | 19.3.4
19-41-e-02 | Stake, market bamboo, bush from any source 16'-20' long, 2.5"-5" dia : Sharpen one end | 100 No. | 3286.8 | 3286.8 | 100 No. | 3286.8 | 3286.8 | 19.3.4
19-41-e-03 | Stake, market bamboo, bush from any source 16'-20' long, 2.5"-5" dia : Driving bamboo 4' | 100 No. | 3705.56 | 3705.56 | 100 No. | 3705.56 | 3705.56 | 19.3.4
19-41-e-04 | Stake, market bamboo, bush from any source 16'-20' long, 2.5"-5" dia : Tying bamboo with wire | 100 Rft | 498 | 5018.53 | m | 16.34 | 164.65 | 19.3.4
19-41-e-05 | Stake, market bamboo, bush from any source 16'-20' long, 2.5"-5" dia : Wattle & intertwine | 100 Rft | 14940 | 93234.6 | m | 490.16 | 3058.88 | 19.3.4
19-42 | Cut & supply brushwood from canal plantation or from any other source, within 1.5 km. | 100 Cft | 996 | 16235.17 | m3 | 351.73 | 5733.4 | 19.3.4
19-43 | Filling brush wood only, thoroughly packed | 100 Cft | 496.01 | 496.01 | m3 | 175.16 | 175.16 | 19.3.4
19-44 | Covering road 10' to 12' wide, with 3" sarkanda or jungle, upto 50m lead | 100 Rft | 595.61 | 595.61 | m | 19.54 | 19.54 | 19.4.2
19-45 | Gachi pitching 1' thick | 100 Sft | 6479.98 | 6479.98 | m2 | 697.25 | 697.25 | 19.2.1
19-46 | Gachi pitching done with silt clearance and berm dressing | 100 Sft | 5479.99 | 5479.99 | m2 | 589.65 | 589.65 | 19.2.1
19-47 | Filter granular backfill behind retaining wall (stone/boulder filling upto one meter to prevent choking of weep holes | 100 Cft | 2178.75 | 5282.95 | m3 | 769.42 | 1865.66 | 19.2.2 ,
20-01-a | Earth Work for Outlet excavation, refilling, ramming and Puddling: Channel discharge Upto 50 cusecs | Job | 1660.03 | 1660.03 | Job | 1660.03 | 1660.03 | 20.3 ,
20-01-b | Earth Work for Outlet excavation, refilling, ramming and Puddling b) Channels discharge from 51-100 Cs. | Job | 2191.2 | 2191.2 | Job | 2191.2 | 2191.2 | 20.3 ,
20-01-c | Earth Work for Outlet excavation, refilling, ramming and Puddling c) Channels discharge from 101-200 Cs. | Job | 3319.97 | 3319.97 | Job | 3319.97 | 3319.97 | 20.3 ,
20-01-d | Earth Work for Outlet excavation, refilling, ramming and Puddling d) Channels discharge from 201-350 Cs. | Job | 4482 | 4482 | Job | 4482 | 4482 | 20.3 ,
20-01-e | Earth Work for Outlet excavation, refilling, ramming and Puddling e) Channels discharge over 350 Cs. | Job | 6640.03 | 6640.03 | Job | 6640.03 | 6640.03 | 20.3 ,
20-02-a | Dismantling outlets: Old types such as KGO's orfices, etc | Each | 1660.03 | 1660.03 | Each | 1660.03 | 1660.03 | 20.4.1
20-02-b | Dismantling outlets: APM or OF, 'H' upto 2.0 ft. (610 mm) | Each | 2490 | 2490 | Each | 2490 | 2490 | 20.4.1
20-02-c | Dismantling outlets: APM or OF, 'H' from 2.1 ft. (635mm) to 3.0 ft (915 mm) | Each | 3319.97 | 3319.97 | Each | 3319.97 | 3319.97 | 20.4.1
20-02-d | Dismantling outlets: APM or OF, 'H' above 3.0 ft (915 mm) | Each | 4150.03 | 4150.03 | Each | 4150.03 | 4150.03 | 20.4.1
20-02-e | Dismantling outlets: Tail cluster bifurcation | Each | 2490 | 2490 | Each | 2490 | 2490 | 20.4.1
20-02-f | Dismantling outlets: Tail cluster trifurcation | Each | 3319.97 | 3319.97 | Each | 3319.97 | 3319.97 | 20.4.1
20-02-g | Dismantling outlets: Tail cluster qualification | Each | 4150.03 | 4150.03 | Each | 4150.03 | 4150.03 | 20.4.1
20-03 | Making temporary APM brick block & fixing at site. | Each | 944.96 | 1643.32 | Each | 944.96 | 1643.32 | 20.2.1,
20-04 | Dismantling walls, taking out temporary APM brick block, fixing iron block & rebuilding walls | Job | 1917.3 | 1917.3 | Job | 1917.3 | 1917.3 | 20.2.1,
20-05 | Dismantling walls & fitting iron block of O.F outlets | Each | 2396.63 | 2396.63 | Each | 2396.63 | 2396.63 | 20.2.1,
20-06-a | Constructing, watching & removing bund for outlet built in running water : Upto 3' (915 mm) depth | Each | 3984 | 3984 | Each | 3984 | 3984 | 20.2, 20.3
20-06-b | Constructing, watching & removing bund for outlet built in running water : Over 3' depth | Each | 5378.4 | 5378.4 | Each | 5378.4 | 5378.4 | 20.2, 20.3
20-07 | Adjusting "B" of tail cluster by dismantling and rebuilding throat walls | Each | 1494 | 2462.88 | Each | 1494 | 2462.88 | 20.2, 20.3
20-08 | Adjusting "Y" of an APM outlet, including dismantling and rebuilding | Each | 2894.63 | 4464.06 | Each | 2894.63 | 4464.06 | 20.2, 20.3
20-09-a | Bending rolled steel beams or rails | Each | 2863.5 | 3152.67 | Each | 2863.5 | 3152.67 | 20.2, 20.3
20-09-b | Extra labour in fixing APM and O.F. outlet blocks including dressings of bricks: Depth more than 4.0' to 5.0' | Each | 2147.63 | 2436.79 | Each | 2147.63 | 2436.79 | 20.2, 20.3
20-09-c | Extra labour in fixing APM and OF outlet blocks Depth more than 3.0' to 4.0' | Each | 1718.1 | 2007.27 | Each | 1718.1 | 2007.27 | 20.2, 20.3
20-09-d | Extra labour in fixing APM and OF outlet blocks Depth more than 2.0' to 3.0' | Each | 1431.75 | 1657.13 | Each | 1431.75 | 1657.13 | 20.2, 20.3
20-09-e | Extra labour in fixing APM and OF outlet blocks Depth upto 2.0' | Each | 1145.4 | 1306.99 | Each | 1145.4 | 1306.99 | 20.2, 20.3
20-10 | Repairing damaged reducing collar of hume pipe outlets | Each | 944.96 | 1354.61 | Each | 944.96 | 1354.61 | 20.2, 20.3
20-11 | Laying iron pipes for outlets. | Rft | 45.82 | 45.82 | m | 150.32 | 150.31 | 20.2, 20.3
20-12 | Water allowance for constructing outlets or culverts, when canal water is not flowing | Each | 829.97 | 829.97 | Each | 829.97 | 829.97 | 20.2, 20.3
20-13 | Hoisting and placing R.C slab or stone in position on outlets or W.C. culverts | Each | 680.5 | 680.5 | Each | 680.5 | 680.5 | 20.2, 20.3
20-14-a | Fixing pipe outlet, including backfilling of earth & puddling : Portion under bank | Rft | 163.95 | 183.19 | m | 537.91 | 601.02 | 20.2, 20.3
20-14-b | Fixing pipe outlet, including backfilling of earth & puddling :Portion under road, beyond bank | Rft | 74.64 | 93.87 | m | 244.87 | 307.99 | 20.2, 20.3
20-15-a | Removing pipe outlet,refilling earth & puddling: Portion under bank | Rft | 132.77 | 132.77 | m | 435.59 | 435.59 | 20.2, 20.3
20-15-b | Removing pipe outlet,refilling earth & puddling: Portion under road, beyond Bank | Rft | 49.8 | 49.8 | m | 163.39 | 163.39 | 20.2, 20.3
20-16-a | Changing pipe outlets by removing one pipe & replacing at the same site with another pipe complete with earth and puddling: Portion under bank | Rft | 190.87 | 210.11 | m | 626.22 | 689.33 | 20.2, 20.3
20-16-b | Changing pipe outlets by removing one pipe & replacing at the same site with another pipe complete with earth and puddling: : Portion under road, beyond Bank | Rft | 95.48 | 114.72 | m | 313.25 | 376.36 | 20.2, 20.3
21-01-a-01 | Excavate well in dry & dispose of soil within 50m in ordinary soil or sand : 0' (0 m) Upto 5' (1.5 m) depth | 100 Cft | 749.37 | 749.37 | m3 | 264.64 | 264.64 | 21.3.6 ,
21-01-a-02 | Excavate well in dry & dispose of soil within 50m in ordinary soil or sand :From 5.1' to 10' (1.530 m to 3.000 m) depth | 100 Cft | 753.95 | 753.95 | m3 | 266.25 | 266.25 | 21.3.6 ,
21-01-a-03 | Excavate well in dry & dispose of soil within 50m in ordinary soil or sand : From 10.1' to 15' (3.030 m to 4.500 m) depth | 100 Cft | 955.29 | 955.29 | m3 | 337.36 | 337.36 | 21.3.6 ,
21-01-a-04 | Excavate well in dry & dispose of soil within 50m in ordinary soil or sand : From 15.1' to 20' (4.530 m to 6.000 m) depth | 100 Cft | 1171.42 | 1171.42 | m3 | 413.68 | 413.68 | 21.3.6 ,
21-01-b-01 | Excavate well in dry & dispose of soil within 50m in hard soil : From 0' to 5' (0 to 1.500 m) depth | 100 Cft | 831.04 | 831.04 | m3 | 293.48 | 293.48 | 21.3.6 ,
21-01-b-02 | Excavate well in dry & dispose of soil within 50m in hard soil : From 5.1' to 10' (1.530 m to 3.000 m) depth | 100 Cft | 963.38 | 963.38 | m3 | 340.22 | 340.22 | 21.3.6 ,
21-01-b-03 | Excavate well in dry & dispose of soil within 50m in hard soil : From 10.1' to 15' (3.030 m to 4.500 m) depth | 100 Cft | 1051.03 | 1051.03 | m3 | 371.17 | 371.17 | 21.3.6 ,
21-01-b-04 | Excavate well in dry & dispose of soil within 50m in hard soil : From 15.1' to 20' (4.530 m to 6.000 m) depth | 100 Cft | 1179.51 | 1179.51 | m3 | 416.54 | 416.54 | 21.3.6 ,
21-01-c-01 | Excavate well in dry & dispose of soil within 50m in hard strata like shingle and gravel :From 0' to 5' (0 to 1.500 m) depth | 100 Cft | 1926.64 | 1926.64 | m3 | 680.39 | 680.39 | 21.3.6 ,
21-01-c-02 | Excavate well in dry & dispose of soil within 50m in hard strata like shingle and gravel: From 5.1' to 10' (1.530 m to 3.000 m) depth | 100 Cft | 2023.25 | 2023.25 | m3 | 714.5 | 714.5 | 21.3.6 ,
21-01-c-03 | Excavate well in dry & dispose of soil within 50m in hard strata like shingle : From 10.1' to 15' (3.030 m to 4.500 m) depth | 100 Cft | 2108.91 | 2108.91 | m3 | 744.75 | 744.75 | 21.3.6 ,
21-01-c-04 | Excavate well in dry & dispose of soil within 50m in hard strata like shingle : From 15.1' to 20' (4.530 m to 6.000 m) depth | 100 Cft | 3395.74 | 3395.74 | m3 | 1199.19 | 1199.19 | 21.3.6 ,
21-02-a-01 | Dry sinking of well & disposal of soil within 50m in ordinary soil : From 10.1' to 15' (3.030 m to 4.500 m) depth | 100 Cft | 4021.35 | 4021.35 | m3 | 1420.13 | 1420.13 | 21.3.6 ,
21-02-a-02 | Dry sinking of well & disposal of soil within 50m in ordinary soil : From 15.1' to 20' (4.530 m to 6.000 m) depth | 100 Cft | 5017.35 | 5017.35 | m3 | 1771.86 | 1771.86 | 21.3.6 ,
21-02-a-03 | Dry sinking of well & disposal of soil within 50m in ordinary soil : From 20.1' to 25' (6.030 m to 7.500 m) | 100 Cft | 6013.35 | 6013.35 | m3 | 2123.6 | 2123.6 | 21.3.6 ,
21-02-a-04 | Dry sinking of well & disposal of soil within 50m in ordinary soil : From 25.1' to 30' (7.530 m to 9.000 m) | 100 Cft | 7009.35 | 7009.35 | m3 | 2475.33 | 2475.33 | 21.3.6 ,
21-02-a-05 | Dry sinking of well & disposal of soil within 50m in ordinary soil :From 30.1' to 35' (9.05 m to 10.5 m) | 100 Cft | 8005.35 | 8005.35 | m3 | 2827.07 | 2827.07 | 21.3.6 ,
21-02-a-06 | Dry sinking of well & disposal of soil within 50m in ordinary soil : From 35.1' to 40' (10.530 m to 12.000 m) depth | 100 Cft | 9001.35 | 9001.35 | m3 | 3178.8 | 3178.8 | 21.3.6 ,
21-02-a-07 | Dry sinking of well & disposal of soil within 50m in ordinary soil : From 40.1' to 45' (12.030 m to 13.500 m) depth | 100 Cft | 9997.35 | 9997.35 | m3 | 3530.53 | 3530.53 | 21.3.6 ,
21-02-a-08 | Dry sinking of well & disposal of soil within 50m in ordinary soil : From 45.1' (13.530 m) to any depth | 100 Cft | 10993.35 | 10993.35 | m3 | 3882.27 | 3882.27 | 21.3.6 ,
21-02-b-01 | Dry sinking of well & disposal of soil within 50m in hard Soil : From 10.1' to 15' (3.030 m to 4.500 m) depth | 100 Cft | 5453.1 | 5453.1 | m3 | 1925.75 | 1925.75 | 21.3.6 ,
21-02-b-02 | Dry sinking of well & disposal of soil within 50m in hard Soil : From 15.1' to 20' (4.530 m to 6.000 m) depth | 100 Cft | 6548.7 | 6548.7 | m3 | 2312.65 | 2312.65 | 21.3.6 ,
21-02-b-03 | Dry sinking of well & disposal of soil within 50m in hard Soil : From 20.1' to 25' (6.030 m to 7.500 m) depth | 100 Cft | 7544.7 | 7544.7 | m3 | 2664.39 | 2664.39 | 21.3.6 ,
21-02-b-04 | Dry sinking of well & disposal of soil within 50m in hard Soil :From 25.1' to 30' (7.530 m to 9.000 m) depth | 100 Cft | 8540.7 | 8540.7 | m3 | 3016.12 | 3016.12 | 21.3.6 ,
21-02-b-05 | Dry sinking of well & disposal of soil within 50m in hard Soil :From 30.1' to 35' (9.1m to 10.68m) depth | 100 Cft | 9536.7 | 9536.7 | m3 | 3367.86 | 3367.86 | 21.3.6 ,
21-02-b-06 | Dry sinking of well & disposal of soil within 50m in hard Soil :From 35.1' to 40' (10.530 m to 12.000 m) depth 10.5 to 12 m depth | 100 Cft | 10433.1 | 10433.1 | m3 | 3684.42 | 3684.42 | 21.3.6 ,
21-02-b-07 | Dry sinking of well & disposal of soil within 50m in hard Soil :From 40.1' to 45' (12.030 m to 13.500 m) depth | 100 Cft | 11429.1 | 11429.1 | m3 | 4036.15 | 4036.15 | 21.3.6 ,
21-02-b-08 | Dry sinking of well & disposal of soil within 50m in hard Soil : From 45.1' (13.530 m) to any depth | 100 Cft | 12524.7 | 12524.7 | m3 | 4423.06 | 4423.06 | 21.3.6 ,
21-02-c-01 | Dry sinking of well & disposal of soil within 50m in hard Strata like shingle and gravel :From 10.1' to 15' (3.030 m to 4.500 m) depth | 100 Cft | 7619.4 | 7619.4 | m3 | 2690.77 | 2690.77 | 21.3.6 ,
21-02-c-02 | Dry sinking of well & disposal of soil within 50m in hard Strata like shingle and gravel : From 15.1' to 20' (4.530 m to 6.000 m) depth | 100 Cft | 8615.4 | 8615.4 | m3 | 3042.5 | 3042.5 | 21.3.6 ,
21-02-c-03 | Dry sinking of well & disposal of soil within 50m in hard Strata like shingle and gravel : From 20.1' to 25' 6.030 m to 7.500 m) depth | 100 Cft | 9611.4 | 9611.4 | m3 | 3394.24 | 3394.24 | 21.3.6 ,
21-02-c-04 | Dry sinking of well & disposal of soil within 50m in hard Strata like shingle and gravel: From 25.1' to 30' (7.530 m to 9.000 m) depth | 100 Cft | 10607.4 | 10607.4 | m3 | 3745.97 | 3745.97 | 21.3.6 ,
21-02-c-05 | Dry sinking of well & disposal of soil within 50m in hard Strata like shingle and gravel : From 30.1' to 35' (9.030 m to 10.500 m) depth | 100 Cft | 11603.4 | 11603.4 | m3 | 4097.71 | 4097.71 | 21.3.6 ,
21-02-c-06 | Dry sinking of well & disposal of soil within 50m in hard Strata like shingle and gravel: From 35.1' to 40' (10.530 m to 12.000 m) depth | 100 Cft | 12699 | 12699 | m3 | 4484.61 | 4484.61 | 21.3.6 ,
21-02-c-07 | Dry sinking of well & disposal of soil within 50m in hard Strata like shingle : From 40.1' to 45' (12.030 m to 13.500 m) depth | 100 Cft | 13595.4 | 13595.4 | m3 | 4801.17 | 4801.17 | 21.3.6 ,
21-02-c-08 | Dry sinking of well & disposal of soil within 50m in hard Strata like shingle : From 45.1' (13.530 m) to any depth | 100 Cft | 14591.4 | 14591.4 | m3 | 5152.91 | 5152.91 | 21.3.6 ,
21-03-a-01 | Wet sinking of well, in ordinary soil (value of C upto 5), for depths below spring level, as per specification, including charges of machinery, shoring, kentledge and removal of excavated spoil within one chain:-Upto 1.5 m depth | 100 Cft | 4300.85 | 4300.85 | m3 | 1518.83 | 1518.83 | 21.3.6 ,
21-03-a-02 | Wet sinking of well, in ordinary soil (value of C upto 5), for depths below spring level, as per specification, including charges of machinery, shoring, kentledge and removal of excavated spoil within one chain:- Above 1.5 to 3 m depth | 100 Cft | 8839.5 | 8839.5 | m3 | 3121.64 | 3121.64 | 21.3.6 ,
21-03-a-03 | Wet sinking of well, in ordinary soil (value of C upto 5), for depths below spring level, as per specification, including charges of machinery, shoring, kentledge and removal of excavated spoil within one chain:-Above 3 to 4.5 m depth | 100 Cft | 13600.5 | 13600.5 | m3 | 4802.98 | 4802.98 | 21.3.6 ,
21-03-a-04 | Wet sinking of well, in ordinary soil (value of C upto 5), for depths below spring level, as per specification, including charges of machinery, shoring, kentledge and removal of excavated spoil within one chain:-Above 4.5 to 6 m depth | 100 Cft | 17874.15 | 17874.15 | m3 | 6312.2 | 6312.2 | 21.3.6 ,
21-03-a-05 | Wet sinking of well, in ordinary soil (value of C upto 5), for depths below spring level, as per specification, including charges of machinery, shoring, kentledge and removal of excavated spoil within one chain:- Above 6 to 7.5 m depth | 100 Cft | 21858.15 | 21858.15 | m3 | 7719.14 | 7719.14 | 21.3.6 ,
21-03-a-06 | Wet sinking of well, in ordinary soil (value of C upto 5), for depths below spring level, as per specification, including charges of machinery, shoring, kentledge and removal of excavated spoil within one chain:- Above 7.5 to 9 m depth | 100 Cft | 30211.36 | 30211.36 | m3 | 10669.05 | 10669.05 | 21.3.6 ,
21-03-a-07 | Wet sinking of well, in ordinary soil (value of C upto 5), for depths below spring level, as per specification, including charges of machinery, shoring, kentledge and removal of excavated spoil within one chain:-Above 9 to 10.5 m depth | 100 Cft | 35963.57 | 35963.57 | m3 | 12700.43 | 12700.43 | 21.3.6 ,
21-03-a-08 | Wet sinking of well, in ordinary soil (value of C upto 5), for depths below spring level, as per specification, including charges of machinery, shoring, kentledge and removal of excavated spoil within one chain:-Above 10.5 to 12 m depth | 100 Cft | 44320.45 | 44320.45 | m3 | 15651.63 | 15651.63 | 21.3.6 ,
21-03-a-09 | Wet sinking of well, in ordinary soil (value of C upto 5), for depths below spring level, as per specification, including charges of machinery, shoring, kentledge and removal of excavated spoil within one chain:- Above 12 to 13.5 m depth | 100 Cft | 52631.19 | 52631.19 | m3 | 18586.55 | 18586.55 | 21.3.6 ,
21-03-a-10 | Wet sinking of well, in ordinary soil (value of C upto 5), for depths below spring level, as per specification, including charges of machinery, shoring, kentledge and removal of excavated spoil within one chain:-Exceeding 13.5 m depth | 100 Cft | 63603.38 | 63603.38 | m3 | 22461.34 | 22461.34 | 0
21-03-b-01 | Wet sinking of well, in cohesive soil (value of C more than 5), for depths below spring levelas per specification, including charges of mchinery, shoring, kentledge and removal of excavated spoil within one chain:-Upto 1.5 m depth | 100 Cft | 5675.33 | 5675.33 | m3 | 2004.23 | 2004.23 | 21.3.6 ,
21-03-b-02 | Wet sinking of well, in cohesive soil (value of C more than 5), for depths below spring levelas per specification, including charges of mchinery, shoring, kentledge and removal of excavated spoil within one chain:- Above 1.5 to 3 m depth | 100 Cft | 10924.88 | 10924.88 | m3 | 3858.09 | 3858.09 | 21.3.6 ,
21-03-b-03 | Wet sinking of well, in cohesive soil (value of C more than 5), for depths below spring levelas per specification, including charges of mchinery, shoring, kentledge and removal of excavated spoil within one chain:- Above 3 to 4.5 m depth | 100 Cft | 16416.88 | 16416.88 | m3 | 5797.57 | 5797.57 | 21.3.6 ,
21-03-b-04 | Wet sinking of well, in cohesive soil (value of C more than 5), for depths below spring levelas per specification, including charges of mchinery, shoring, kentledge and removal of excavated spoil within one chain:- Above 4.5 to 6 m depth | 100 Cft | 21352.93 | 21352.93 | m3 | 7540.72 | 7540.72 | 21.3.6 ,
21-03-b-05 | Wet sinking of well, in cohesive soil (value of C more than 5), for depths below spring levelas per specification, including charges of mchinery, shoring, kentledge and removal of excavated spoil within one chain:- Above 6 to 7.5 m depth | 100 Cft | 29071.06 | 29071.06 | m3 | 10266.36 | 10266.36 | 21.3.6 ,
21-03-b-06 | Wet sinking of well, in cohesive soil (value of C more than 5), for depths below spring levelas per specification, including charges of mchinery, shoring, kentledge and removal of excavated spoil within one chain:- : Above 7.5 to 9 m depth | 100 Cft | 37177.19 | 37177.2 | m3 | 13129.01 | 13129.02 | 21.3.6 ,
21-03-b-07 | Wet sinking of well, in cohesive soil (value of C more than 5), for depths below spring levelas per specification, including charges of mchinery, shoring, kentledge and removal of excavated spoil within one chain:- : Above 9 to 10.5 m depth | 100 Cft | 44986.39 | 44986.39 | m3 | 15886.81 | 15886.81 | 21.3.6 ,
21-03-b-08 | Wet sinking of well, in cohesive soil (value of C more than 5), for depths below spring levelas per specification, including charges of mchinery, shoring, kentledge and removal of excavated spoil within one chain:- Above 10.5 to 12 m depth | 100 Cft | 56604.42 | 56604.42 | m3 | 19989.68 | 19989.68 | 21.3.6 ,
21-03-b-09 | Wet sinking of well, in cohesive soil (value of C more than 5), for depths below spring levelas per specification, including charges of mchinery, shoring, kentledge and removal of excavated spoil within one chain:- Above 12 to 13.5 m depth | 100 Cft | 65591.27 | 65591.27 | m3 | 23163.36 | 23163.36 | 21.3.6 ,
21-03-b-10 | Wet sinking of well, in cohesive soil (value of C more than 5), for depths below spring levelas per specification, including charges of mchinery, shoring, kentledge and removal of excavated spoil within one chain:- Exceeding 13.5 m depth | 100 Cft | 78879.96 | 78879.96 | m3 | 27856.22 | 27856.22 | 21.3.6 ,
21-03-c-01 | Wet sinking of well, in shingle, or gravel etc. for depths below spring level as per specification including charges of machinery, shoring, kentledge and removal of excavated spoil within one chain:-Upto 1.5 m depth | 100 Cft | 10756.8 | 10756.8 | m3 | 3798.73 | 3798.73 | 21.3.6 ,
21-03-c-02 | Wet sinking of well, in shingle, or gravel etc. for depths below spring level as per specification including charges of machinery, shoring, kentledge and removal of excavated spoil within one chain: Above 1.5m to 3 m depth | 100 Cft | 24948.55 | 24948.55 | m3 | 8810.51 | 8810.51 | 21.3.6 ,
21-03-c-03 | Wet sinking of well, in shingle, or gravel etc. for depths below spring level as per specification including charges of machinery, shoring, kentledge and removal of excavated spoil within one chain: Above 3 to 4.5 m depth | 100 Cft | 33701.59 | 33701.59 | m3 | 11901.62 | 11901.62 | 21.3.6 ,
21-03-c-04 | Wet sinking of well, in shingle, or gravel etc. for depths below spring level as per specification including charges of machinery, shoring, kentledge and removal of excavated spoil within one chain: Above 4.5 to 6 m depth | 100 Cft | 46200.21 | 46200.21 | m3 | 16315.47 | 16315.47 | 21.3.6 ,
21-03-c-05 | Wet sinking of well, in shingle, or gravel etc. for depths below spring level as per specification including charges of machinery, shoring, kentledge and removal of excavated spoil within one chain: Above 6 to 7.5 m depth | 100 Cft | 69398.6 | 69398.6 | m3 | 24507.91 | 24507.91 | 21.3.6 ,
21-03-c-06 | Wet sinking of well, in shingle, or gravel etc. for depths below spring level as per specification including charges of machinery, shoring, kentledge and removal of excavated spoil within one chain: Above 7.5 to 9 m depth | 100 Cft | 89356.7 | 89356.7 | m3 | 31556.05 | 31556.05 | 21.3.6 ,
21-03-c-07 | Wet sinking of well, in shingle, or gravel etc. for depths below spring level as per specification including charges of machinery, shoring, kentledge and removal of excavated spoil within one chain: Above 9 m to 10.5 m depth | 100 Cft | 112212.78 | 112212.78 | m3 | 39627.61 | 39627.61 | 21.3.6 ,
21-03-c-08 | Wet sinking of well, in shingle, or gravel etc. for depths below spring level as per specification including charges of machinery, shoring, kentledge and removal of excavated spoil within one chain: Above 10.5 m to 12 m depth | 100 Cft | 144887.63 | 144887.63 | m3 | 51166.62 | 51166.62 | 21.3.6 ,
21-03-c-09 | Wet sinking of well, in shingle, or gravel etc. for depths below spring level as per specification including charges of machinery, shoring, kentledge and removal of excavated spoil within one chain: Above 12 to 13.5 m depth | 100 Cft | 182424.67 | 182424.69 | m3 | 64422.73 | 64422.73 | 21.3.6 ,
21-03-c-10 | Wet sinking of well, in shingle, or gravel etc. for depths below spring level as per specification including charges of machinery, shoring, kentledge and removal of excavated spoil within one chain: Exceeding 13.5m to any depth | 100 Cft | 231388.94 | 231388.92 | m3 | 81714.3 | 81714.3 | 21.3.6 ,
21-04 | deleteted from pdf mrs | - | 0 | 0 | - | 0 | 0 | -
21-05 | deleteted from pdf mrs | - | 0 | 0 | - | 0 | 0 | -
21-06-a | Providing, making and laying R.C.C. well curb in position, using coarse sand for concrete, including all kinds of forms, moulds, curing, shuttering, rendering and finishing the exposed surface, (including screening & washing of aggregate : Ratio 1: P/2: 3 | 100 Cft | 25175.39 | 63119.95 | m3 | 8890.61 | 22290.62 | 21.2.1,
21-06-b | Providing, making and laying R.C.C. well curb in position, using coarse sand for concrete, including all kinds of forms, moulds, curing, shuttering, rendering and finishing the exposed surface, (including screening & washing of aggregate: Ratio 1:2:4 | 100 Cft | 26015.77 | 57866.62 | m3 | 9187.39 | 20435.42 | 21.2.1,
21-07 | Providing and fixing structural steel cutting edge for well curb. | Ton | 49177.5 | 278783.34 | Ton | 49177.5 | 278783.31 | 21.2.2,
22-01-a-01 | Tega formed of burnt bricks on end, laid in and over cement sand mortar projecting to a height of not more than 6" (150mm) top of drain along the property side where required, laid to lines, grades, slopes and shape according to the engineer's drawing. i) 3" thick : Ratio 1:3 | 100 Rft | 1962.03 | 6861.8 | m | 64.37 | 225.12 | 22.3.2 ,
22-01-a-02 | Tega formed of burnt bricks on end, laid in and over cement sand mortar projecting to a height of not more than 6" (150mm) top of drain along the property side where required, laid to lines, grades, slopes and shape according to the engineer's drawing. (ii) 3" thick : Ratio 1:5 | 100 Rft | 1962.03 | 6285.28 | m | 64.37 | 206.21 | 22.3.2 ,
22-01-b-01 | Tega formed of burnt bricks on end, laid in and over cement sand mortar projecting to a height of not more than 6" (150mm) top of drain along the property side where required, laid to lines, grades, slopes and shape according to the engineer's drawing. (i) 4.5" thick : Ratio 1:3 | 100 Rft | 2148.22 | 8026.66 | m | 70.48 | 263.34 | 22.3.2 ,
22-01-b-02 | Tega formed of burnt bricks on end, laid in and over cement sand mortar projecting to a height of not more than 6" (150mm) top of drain along the property side where required, laid to lines, grades, slopes and shape according to the engineer's drawing. (ii) 4.5" thick : Ratio 1:5 | 100 Rft | 2148.22 | 7644.53 | m | 70.48 | 250.8 | 22.3.2 ,
22-02-a | burnt flat brick 3" (75mm) thick, laid in reimbursement, in cement, sand mortar on sides of drains and in other works where required. All joints to be completely filled and struck flush. (i) Ratio 1:3 | 100 Sft | 2645.92 | 10589.18 | m2 | 284.7 | 1139.4 | 22.3.2 ,
22-02-b | burnt flat brick 3" (75mm) thick, laid in reimbursement, in cement, sand mortar on sides of drains and in other works where required. All joints to be completely filled and struck flush. (ii) Ratio 1:5 | 100 Sft | 2645.92 | 9961.74 | m2 | 284.7 | 1071.88 | 22.3.2 ,
22-02-c | burnt flat brick 3" (75mm) thick, laid in reimbursement, in cement, sand mortar on sides of drains and in other works where required. All joints to be completely filled and struck flush. (iii) Ratio 1:6 | 100 Sft | 2645.92 | 9783.13 | m2 | 284.7 | 1052.66 | 22.3.2 ,
22-03-a | burnt brick on edge, laid in reimbursement, in cement, sand mortar on sides of drains and in other works where required. All joints to be completely filled and struck flush. (i) Ratio 1:3 | 100 Sft | 2974.3 | 14867.73 | m2 | 320.04 | 1599.77 | 22.3.2 ,
22-03-b | burnt brick on edge, laid in reimbursement, in cement, sand mortar on sides of drains and in other works where required. All joints to be completely filled and struck flush. (ii) Ratio 1:5 | 100 Sft | 2974.3 | 13937.21 | m2 | 320.04 | 1499.64 | 22.3.2 ,
22-03-c | burnt brick on edge, laid in reimbursement, in cement, sand mortar on sides of drains and in other works where required. All joints to be completely filled and struck flush. (iii) Ratio 1:6 | 100 Sft | 2974.3 | 13665.01 | m2 | 320.04 | 1470.36 | 22.3.2 ,
22-04-a | burnt flat brick, herring bond pitching in cement, sand mortar laid to lines, grades, shapes and slopes as per Engineer's Drawing. (i) Ratio 1:3 | 100 Sft | 2488.75 | 11435.52 | m2 | 267.79 | 1230.46 | 22.3.2 ,
22-04-b | burnt flat brick, herring bond pitching in cement, sand mortar laid to lines, grades, shapes and slopes as per Engineer's Drawing. (ii) Ratio 1:5 | 100 Sft | 2488.75 | 10723 | m2 | 267.79 | 1153.79 | 22.3.2 ,
22-04-c | burnt flat brick, herring bond pitching in cement, sand mortar laid to lines, grades, shapes and slopes as per Engineer's Drawing. (ii) Ratio 1:6 | 100 Sft | 2488.75 | 10566.87 | m2 | 267.79 | 1137 | 22.3.2 ,
22-05-a | Construct PHE Standard Drains, of cement concrete 1:1.5:3, complete : Type I | 100 Rft | 2523.12 | 13759.87 | m | 82.78 | 451.44 | 22.3 ,
22-05-b | Construct PHE Standard Drains, of cement concrete 1:1.5:3, complete : Type II | 100 Rft | 6417.23 | 32108.65 | m | 210.54 | 1053.43 | 22.3 ,
22-05-c | Construct PHE Standard Drains, of cement concrete 1:1.5:3, complete : Type III | 100 Rft | 8156.37 | 40678.16 | m | 267.6 | 1334.59 | 22.3 ,
22-05-d | Construct PHE Standard Drains, of cement concrete 1:1.5:3, complete : Type IV | 100 Rft | 8787.21 | 45412.46 | m | 288.29 | 1489.91 | 22.3 ,
22-05-e | Construct PHE Standard Drains, of cement522concrete 1:1.5:3, complete : Type V | 100 Rft | 11784.05 | 59883.42 | m | 386.62 | 1964.68 | 22.3 ,
22-05-f | Construct PHE Standard Drains, of cement522concrete 1:1.5:3, complete : Type VI | 100 Rft | 13316.27 | 67029.86 | m | 436.89 | 2199.14 | 22.3 ,
22-05-g | Construct PHE Standard Drains, of cement522concrete 1:1.5:3, complete : Type VII | 100 Rft | 13521.32 | 69083.24 | m | 443.61 | 2266.51 | 22.3 ,
22-05-h | Construct PHE Standard Drains, of cement522concrete 1:1.5:3, complete : Type VIII | 100 Rft | 20364.71 | 102945.63 | m | 668.13 | 3377.48 | 22.3 ,
22-05-i | Construct PHE Standard Drains, of cement522concrete 1:1.5:3, complete : Type IX | 100 Rft | 23219.37 | 116881.64 | m | 761.79 | 3834.7 | 22.3 ,
22-05-j | Construct PHE Standard Drains, of cement522concrete 1:1.5:3, complete : Type X | 100 Rft | 25049.03 | 133586.47 | m | 821.82 | 4382.76 | 22.3 ,
22-05-k | Construct PHE Standard Drains, of cement522concrete 1:1.5:3, complete : Type XI | 100 Rft | 27381.29 | 142201.67 | m | 898.34 | 4665.41 | 22.3 ,
22-05-l | Construct PHE Standard Drains, of cement522concrete 1:1.5:3, complete : Type XII | 100 Rft | 27989.22 | 145493.55 | m | 918.28 | 4773.41 | 22.3 ,
22-06-a | Supply and Laying of RC hume pipes in position522including jointing 6" to 12" dia | 100 Rft | 14633.61 | 15517.99 | m | 480.11 | 509.12 | 22.3 ,
22-06-b | Supply and Laying of RC hume pipes in position522including jointing 12" to 24" dia | 100 Rft | 22118.54 | 23917.35 | m | 725.67 | 784.69 | 22.3 ,
22-06-c | Supply and Laying of RC hume pipes in position522including jointing 24" to 36" dia | 100 Rft | 29320.99 | 32032.83 | m | 961.97 | 1050.95 | 22.3 ,
22-07 | Supply of pre cast concrete new jersey barrier of 10 ft length, 2 ft base width, 6" top width and 32" height. | Each | 0 | 7736.33 | Each | 0 | 7736.33 | 6.1.3, 6.2,
23-01-a | Providing and laying R.C.C. pipe, moulded with cement concrete 1:1-1/2:3, with spigot, socket or collar joint, etc. including cost of reinforcement, conforming to B.S. 5911: Part-I, 1981 Class "L" including carriage, lowering in trenches to correct alignment and grade, jointing, cutting pipe where necessary, finishing and testing, etc. complete:-4" dia: | Rft | 43.58 | 268.52 | m | 142.96 | 880.99 | 23.4 ,
23-01-b | Providing and laying R.C.C. pipe, moulded with cement concrete 1:1-1/2:3, with spigot, socket or collar joint, etc. including cost of reinforcement, conforming to B.S. 5911: Part-I, 1981 Class "L" including carriage, lowering in trenches to correct alignment and grade, jointing, cutting pipe where necessary, finishing and testing, etc. complete:-6" dia: | Rft | 47.31 | 337.85 | m | 155.22 | 1108.43 | 23.4 ,
23-01-c | Providing and laying R.C.C. pipe, moulded with cement concrete 1:1-1/2:3, with spigot, socket or collar joint, etc. including cost of reinforcement, conforming to B.S. 5911: Part-I, 1981 Class "L" including carriage, lowering in trenches to correct alignment and grade, jointing, cutting pipe where necessary, finishing and testing, etc. complete:- 9" dia: | Rft | 81.55 | 515.35 | m | 267.54 | 1690.78 | 23.4 ,
23-02-a | Providing and laying non-reinforced concrete pipe moulded with cement concrete 1:1-1/2:3 conforming to ASTM Specification C-14-73, Class-2, including carriage of pipe from factory to site of work, lowering in trenches to correct alignment and grade, jointing, cutting pipe where necessary, finishing and testing, etc. complete:-4" internal diameter | Rft | 35.86 | 293.4 | m | 117.64 | 962.61 | 23.4 ,
23-02-b | Providing and laying non-reinforced concrete pipe moulded with cement concrete 1:1-1/2:3 conforming to ASTM Specification C-14-73, Class-2, including carriage of pipe from factory to site of work, lowering in trenches to correct alignment and grade, jointing, cutting pipe where necessary, finishing and testing, etc. complete:- 6" i/d | Rft | 43.58 | 324.41 | m | 142.96 | 1064.35 | 23.4 ,
23-02-c | Providing and laying non-reinforced concrete pipe522moulded with cement concrete 1:1-1/2:3 conforming to ASTM Specification C-14-73, Class-2, including carriage of pipe from factory to site of work, lowering in trenches to correct alignment and grade, jointing, cutting pipe where necessary, finishing and testing, etc. complete:- 9" i/d wall thickness 1". | Rft | 81.55 | 405.13 | m | 267.54 | 1329.15 | 23.4 ,
23-03-a-01 | Providing & laying R.C.C. pipe sewers, moulded522with cement concrete 1:1-1/2:3 conforming to ASTM specification C-76-79, Class II, Wall B, including carriage, lowering in trenches to correct alignment and grade, jointing with rubber ring, cutting pipes where necessary, testing, etc. complete:- 12" i/d, wall thickness 2". | Rft | 82.67 | 627.15 | m | 271.22 | 2057.57 | 23.4 ,
23-03-a-02 | Providing & laying R.C.C. pipe sewers, moulded522with cement concrete 1:1-1/2:3 conforming to ASTM specification C-76-79, Class II, Wall B, including carriage, lowering in trenches to correct alignment and grade, jointing with rubber ring, cutting pipes where necessary, testing, etc. complete:- 15" i/d, wall thickness 2.2". | Rft | 94.12 | 761.62 | m | 308.8 | 2498.75 | 23.4 ,
23-03-a-03 | Providing & laying R.C.C. pipe sewers, moulded522with cement concrete 1:1-1/2:3 conforming to ASTM specification C-76-79, Class II, Wall B, including carriage, lowering in trenches to correct alignment and grade, jointing with rubber ring, cutting pipes where necessary, testing, etc. complete:- 18" i/d, wall thickness 2.5". | Rft | 102.09 | 891.84 | m | 334.94 | 2925.98 | 23.4 ,
23-03-a-04 | Providing & laying R.C.C. pipe sewers, moulded522with cement concrete 1:1-1/2:3 conforming to ASTM specification C-76-79, Class II, Wall B, including carriage, lowering in trenches to correct alignment and grade, jointing with rubber ring, cutting pipes where necessary, testing, etc. complete:- 21" i/d, wall thickness 2.5". | Rft | 139.94 | 1036 | m | 459.11 | 3398.95 | 23.4 ,
23-03-a-05 | Providing & laying R.C.C. pipe sewers, moulded522with cement concrete 1:1-1/2:3 conforming to ASTM specification C-76-79, Class II, Wall B, including carriage, lowering in trenches to correct alignment and grade, jointing with rubber ring, cutting pipes where necessary, testing, etc. complete:- 24" i/d, wall thickness 3". | Rft | 160.36 | 1179.44 | m | 526.1 | 3869.54 | 23.4 ,
23-03-a-06 | Providing & laying R.C.C. pipe sewers, moulded522with cement concrete 1:1-1/2:3 conforming to ASTM specification C-76-79, Class II, Wall B, including carriage, lowering in trenches to correct alignment and grade, jointing with rubber ring, cutting pipes where necessary, testing, etc. complete:- 27" i/d, Wall thickness 3.2" | Rft | 239.54 | 1573.77 | m | 785.89 | 5163.27 | 23.4 ,
23-03-a-07 | Providing & laying R.C.C. pipe sewers, moulded522with cement concrete 1:1-1/2:3 conforming to ASTM specification C-76-79, Class II, Wall B, including carriage, lowering in trenches to correct alignment and grade, jointing with rubber ring, cutting pipes where necessary, testing, etc. complete:- 30" i/d, Wall thickness 3.5" | Rft | 288.84 | 1973.13 | m | 947.64 | 6473.54 | 23.4 ,
23-03-a-08 | Providing & laying R.C.C. pipe sewers, moulded522with cement concrete 1:1-1/2:3 conforming to ASTM specification C-76-79, Class II, Wall B, including carriage, lowering in trenches to correct alignment and grade, jointing with rubber ring, cutting pipes where necessary, testing, etc. complete:- 33" i/d, Wall thickness 3.7" | Rft | 359.06 | 2218.77 | m | 1178.01 | 7279.44 | 23.4 ,
23-03-a-09 | Providing & laying R.C.C. pipe sewers, moulded522with cement concrete 1:1-1/2:3 conforming to ASTM specification C-76-79, Class II, Wall B, including carriage, lowering in trenches to correct alignment and grade, jointing with rubber ring, cutting pipes where necessary, testing, etc. complete:- 36" i/d, Wall thickness 4.1" | Rft | 442.72 | 2844.63 | m | 1452.5 | 9332.78 | 23.4 ,
23-03-a-10 | Providing & laying R.C.C. pipe sewers, moulded522with cement concrete 1:1-1/2:3 conforming to ASTM specification C-76-79, Class II, Wall B, including carriage, lowering in trenches to correct alignment and grade, jointing with rubber ring, cutting pipes where necessary, testing, etc. complete:- 42" i/d, Wall thickness 5.5" | Rft | 575.19 | 3799.5 | m | 1887.11 | 12465.54 | 23.4 ,
23-03-a-11 | Providing & laying R.C.C. pipe sewers, moulded522with cement concrete 1:1-1/2:3 conforming to ASTM specification C-76-79, Class II, Wall B, including carriage, lowering in trenches to correct alignment and grade, jointing with rubber ring, cutting pipes where necessary, testing, etc. complete:- 48" i/d, Wall thickness 6.3" | Rft | 1098.09 | 4708.16 | m | 3602.66 | 15446.72 | 23.4 ,
23-03-a-12 | Providing & laying R.C.C. pipe sewers, moulded522with cement concrete 1:1-1/2:3 conforming to ASTM specification C-76-79, Class II, Wall B, including carriage, lowering in trenches to correct alignment and grade, jointing with rubber ring, cutting pipes where necessary, testing, etc. complete:- 54" i/d, Wall thickness 6.5" | Rft | 1538.82 | 6014.95 | m | 5048.62 | 19734.1 | 23.4 ,
23-03-a-13 | Providing & laying R.C.C. pipe sewers, moulded522with cement concrete 1:1-1/2:3 conforming to ASTM specification C-76-79, Class II, Wall B, including carriage, lowering in trenches to correct alignment and grade, jointing with rubber ring, cutting pipes where necessary, testing, etc. complete:- 60" i/d, Wall thickness 6.8" | Rft | 1924.77 | 7681.79 | m | 6314.86 | 25202.73 | 23.4 ,
23-03-a-14 | Providing & laying R.C.C. pipe sewers, moulded522with cement concrete 1:1-1/2:3 conforming to ASTM specification C-76-79, Class II, Wall B, including carriage, lowering in trenches to correct alignment and grade, jointing with rubber ring, cutting pipes where necessary, testing, etc. complete:- 66" i/d, Wall thickness 7" | Rft | 3077.64 | 10650.64 | m | 10097.24 | 34943.05 | 23.4 ,
23-03-a-15 | Providing & laying R.C.C. pipe sewers, moulded522with cement concrete 1:1-1/2:3 conforming to ASTM specification C-76-79, Class II, Wall B, including carriage, lowering in trenches to correct alignment and grade, jointing with rubber ring, cutting pipes where necessary, testing, etc. complete:- 72" i/d, Wall thickness 8" | Rft | 3847.05 | 13966.71 | m | 12621.56 | 45822.54 | 23.4 ,
23-03-b-01 | Providing & laying R.C.C. pipe sewers, moulded522with cement concrete 1:1-1/2:3 conforming to ASTM specification C-76-79, Class III -B, Wall B, including carriage, lowering in trenches to correct alignment and grade, jointing with rubber ring, cutting pipes where necessary, testing, etc. complete:- 12" i/d, Wall thickness 2" | Rft | 75.2 | 663.33 | m | 246.71 | 2176.28 | 23.4 ,
23-03-b-02 | Providing & laying R.C.C. pipe sewers, moulded522with cement concrete 1:1-1/2:3 conforming to ASTM specification C-76-79, Class III, Wall B, including carriage, lowering in trenches to correct alignment and grade, jointing with rubber ring, cutting pipes where necessary, testing, etc. complete:- 15" i/d, Wall B | Rft | 93.13 | 801.67 | m | 305.53 | 2630.14 | 23.4 ,
23-03-b-03 | Providing & laying R.C.C. pipe sewers, moulded522with cement concrete 1:1-1/2:3 conforming to ASTM specification C-76-79, Class III, Wall B, including carriage, lowering in trenches to correct alignment and grade, jointing with rubber ring, cutting pipes where necessary, testing, etc. complete:- 18" i/d, Wall B | Rft | 112.55 | 962.79 | m | 369.25 | 3158.77 | 23.4 ,
23-03-b-04 | Providing & laying R.C.C. pipe sewers, moulded522with cement concrete 1:1-1/2:3 conforming to ASTM specification C-76-79, Class III, Wall B, including carriage, lowering in trenches to correct alignment and grade, jointing with rubber ring, cutting pipes where necessary, testing, etc. complete:- 21" i/d, Wall B | Rft | 139.94 | 1156.58 | m | 459.11 | 3794.54 | 23.4 ,
23-03-b-05 | Providing & laying R.C.C. pipe sewers, moulded522with cement concrete 1:1-1/2:3 conforming to ASTM specification C-76-79, Class III, Wall B, including carriage, lowering in trenches to correct alignment and grade, jointing with rubber ring, cutting pipes where necessary, testing, etc. complete:- 24" i/d, Wall B | Rft | 160.36 | 1241.09 | m | 526.1 | 4071.8 | 23.4 ,
23-03-b-06 | Providing & laying R.C.C. pipe sewers, moulded522with cement concrete 1:1-1/2:3 conforming to ASTM specification C-76-79, Class III, Wall B, including carriage, lowering in trenches to correct alignment and grade, jointing with rubber ring, cutting pipes where necessary, testing, etc. complete:- 27" i/d, Wall B | Rft | 239.54 | 1432 | m | 785.89 | 4698.16 | 23.4 ,
23-03-b-07 | Providing & laying R.C.C. pipe sewers, moulded522with cement concrete 1:1-1/2:3 conforming to ASTM specification C-76-79, Class III, Wall B, including carriage, lowering in trenches to correct alignment and grade, jointing with rubber ring, cutting pipes where necessary, testing, etc. complete:-30" i/d, Wall B | Rft | 288.84 | 2103.52 | m | 947.64 | 6901.3 | 23.4 ,
23-03-b-08 | Providing & laying R.C.C. pipe sewers, moulded522with cement concrete 1:1-1/2:3 conforming to ASTM specification C-76-79, Class III, Wall B, including carriage, lowering in trenches to correct alignment and grade, jointing with rubber ring, cutting pipes where necessary, testing, etc. complete:- 33" i/d, Wall B | Rft | 359.06 | 2600.06 | m | 1178.01 | 8530.4 | 23.4 ,
23-03-b-09 | Providing & laying R.C.C. pipe sewers, moulded522with cement concrete 1:1-1/2:3 conforming to ASTM specification C-76-79, Class III, Wall B, including carriage, lowering in trenches to correct alignment and grade, jointing with rubber ring, cutting pipes where necessary, testing, etc. complete:- 36" i/d, Wall B | Rft | 442.72 | 3083.72 | m | 1452.5 | 10117.19 | 23.4 ,
23-03-b-10 | Providing & laying R.C.C. pipe sewers, moulded522with cement concrete 1:1-1/2:3 conforming to ASTM specification C-76-79, Class III, Wall B, including carriage, lowering in trenches to correct alignment and grade, jointing with rubber ring, cutting pipes where necessary, testing, etc. complete:- 42" i/d, Wall B | Rft | 575.19 | 4253.17 | m | 1887.11 | 13953.95 | 23.4 ,
23-03-b-11 | Providing & laying R.C.C. pipe sewers, moulded522with cement concrete 1:1-1/2:3 conforming to ASTM specification C-76-79, Class III, Wall B, including carriage, lowering in trenches to correct alignment and grade, jointing with rubber ring, cutting pipes where necessary, testing, etc. complete:- 48" i/d, Wall B | Rft | 1098.09 | 5251.34 | m | 3602.66 | 17228.8 | 23.4 ,
23-03-b-12 | Providing & laying R.C.C. pipe sewers, moulded522with cement concrete 1:1-1/2:3 conforming to ASTM specification C-76-79, Class III, Wall B, including carriage, lowering in trenches to correct alignment and grade, jointing with rubber ring, cutting pipes where necessary, testing, etc. complete:-54" i/d, Wall B | Rft | 1538.82 | 6693.93 | m | 5048.62 | 21961.72 | 23.4 ,
23-03-b-13 | Providing & laying R.C.C. pipe sewers, moulded522with cement concrete 1:1-1/2:3 conforming to ASTM specification C-76-79, Class III, Wall B, including carriage, lowering in trenches to correct alignment and grade, jointing with rubber ring, cutting pipes where necessary, testing, etc. complete:- 60" i/d, Wall B | Rft | 1924.77 | 8564.44 | m | 6314.86 | 28098.56 | 23.4 ,
23-03-b-14 | Providing & laying R.C.C. pipe sewers, moulded522with cement concrete 1:1-1/2:3 conforming to ASTM specification C-76-79, Class III, Wall B, including carriage, lowering in trenches to correct alignment and grade, jointing with rubber ring, cutting pipes where necessary, testing, etc. complete:- 66" i/d, Wall B | Rft | 3077.64 | 11824.57 | m | 10097.24 | 38794.52 | 23.4 ,
23-03-b-15 | Providing & laying R.C.C. pipe sewers, moulded522with cement concrete 1:1-1/2:3 conforming to ASTM specification C-76-79, Class III, Wall B, including carriage, lowering in trenches to correct alignment and grade, jointing with rubber ring, cutting pipes where necessary, testing, etc. complete:- 72" i/d, Wall B | Rft | 3847.05 | 15551.53 | m | 12621.56 | 51022.08 | 23.4 ,
23-03-c-01 | Providing & laying R.C.C. pipe sewers, moulded522with cement concrete 1:1-1/2:3 conforming to ASTM specification C-76-79, Class IV, Wall B, including carriage, lowering in trenches to correct alignment and grade, jointing with rubber ring, cutting pipes where necessary, testing, etc. complete:- 12" i/d, Wall B | Rft | 75.2 | 748.92 | m | 246.71 | 2457.07 | 23.4 ,
23-03-c-02 | Providing & laying R.C.C. pipe sewers, moulded522with cement concrete 1:1-1/2:3 conforming to ASTM specification C-76-79, Class IV, Wall B, including carriage, lowering in trenches to correct alignment and grade, jointing with rubber ring, cutting pipes where necessary, testing, etc. complete:-15" i/d, Wall B | Rft | 93.13 | 889.86 | m | 305.53 | 2919.5 | 23.4 ,
23-03-c-03 | Providing & laying R.C.C. pipe sewers, moulded522with cement concrete 1:1-1/2:3 conforming to ASTM specification C-76-79, Class IV, Wall B, including carriage, lowering in trenches to correct alignment and grade, jointing with rubber ring, cutting pipes where necessary, testing, etc. complete:- 18" i/d, Wall B | Rft | 112.55 | 1103.92 | m | 369.25 | 3621.77 | 23.4 ,
23-03-c-04 | Providing & laying R.C.C. pipe sewers, moulded522with cement concrete 1:1-1/2:3 conforming to ASTM specification C-76-79, Class IV, Wall B, including carriage, lowering in trenches to correct alignment and grade, jointing with rubber ring, cutting pipes where necessary, testing, etc. complete:-21" i/d, Wall B | Rft | 139.94 | 1325.94 | m | 459.11 | 4350.18 | 23.4 ,
23-03-c-05 | Providing & laying R.C.C. pipe sewers, moulded522with cement concrete 1:1-1/2:3 conforming to ASTM specification C-76-79, Class IV, Wall B, including carriage, lowering in trenches to correct alignment and grade, jointing with rubber ring, cutting pipes where necessary, testing, etc. complete:- 24" i/d, Wall B | Rft | 160.36 | 1523.33 | m | 526.1 | 4997.81 | 23.4 ,
23-03-c-06 | Providing & laying R.C.C. pipe sewers, moulded522with cement concrete 1:1-1/2:3 conforming to ASTM specification C-76-79, Class IV, Wall B, including carriage, lowering in trenches to correct alignment and grade, jointing with rubber ring, cutting pipes where necessary, testing, etc. complete:- 27" i/d, Wall B | Rft | 239.54 | 1742.47 | m | 785.89 | 5716.76 | 23.4 ,
23-03-c-07 | Providing & laying R.C.C. pipe sewers, moulded522with cement concrete 1:1-1/2:3 conforming to ASTM specification C-76-79, Class IV, Wall B, including carriage, lowering in trenches to correct alignment and grade, jointing with rubber ring, cutting pipes where necessary, testing, etc. complete:- 30" i/d, Wall B | Rft | 288.84 | 2314.15 | m | 947.64 | 7592.35 | 23.4 ,
23-03-c-08 | Providing & laying R.C.C. pipe sewers, moulded522with cement concrete 1:1-1/2:3 conforming to ASTM specification C-76-79, Class IV, Wall B, including carriage, lowering in trenches to correct alignment and grade, jointing with rubber ring, cutting pipes where necessary, testing, etc. complete:-33" i/d, Wall B | Rft | 359.06 | 2863.36 | m | 1178.01 | 9394.21 | 23.4 ,
23-03-c-09 | Providing & laying R.C.C. pipe sewers, moulded522with cement concrete 1:1-1/2:3 conforming to ASTM specification C-76-79, Class IV, Wall B, including carriage, lowering in trenches to correct alignment and grade, jointing with rubber ring, cutting pipes where necessary, testing, etc. complete:- 36" i/d, Wall B | Rft | 442.72 | 3645.41 | m | 1452.5 | 11960.02 | 23.4 ,
23-03-c-10 | Providing & laying R.C.C. pipe sewers, moulded522with cement concrete 1:1-1/2:3 conforming to ASTM specification C-76-79, Class IV, Wall B, including carriage, lowering in trenches to correct alignment and grade, jointing with rubber ring, cutting pipes where necessary, testing, etc. complete:- 42" i/d, Wall B | Rft | 575.19 | 4779.75 | m | 1887.11 | 15681.58 | 23.4 ,
23-03-c-11 | Providing & laying R.C.C. pipe sewers, moulded522with cement concrete 1:1-1/2:3 conforming to ASTM specification C-76-79, Class IV, Wall B, including carriage, lowering in trenches to correct alignment and grade, jointing with rubber ring, cutting pipes where necessary, testing, etc. complete:- 48" i/d, Wall B | Rft | 1098.09 | 5690.16 | m | 3602.66 | 18668.5 | 23.4 ,
23-03-c-12 | Providing & laying R.C.C. pipe sewers, moulded with cement concrete 1:1-1/2:3 conforming to ASTM specification C-76-79, Class IV, Wall B, including carriage, lowering in trenches to correct alignment and grade, jointing with rubber ring, cutting pipes where necessary, testing, etc. complete:- 54" i/d, Wall B | Rft | 1538.82 | 7242.47 | m | 5048.62 | 23761.38 | 23.4 ,
23-03-c-13 | Providing & laying R.C.C. pipe sewers, moulded522with cement concrete 1:1-1/2:3 conforming to ASTM specification C-76-79, Class IV, Wall B, including carriage, lowering in trenches to correct alignment and grade, jointing with rubber ring, cutting pipes where necessary, testing, etc. complete:- 60" i/d, Wall B | Rft | 1924.77 | 9277.55 | m | 6314.86 | 30438.15 | 23.4 ,
23-03-c-14 | Providing & laying R.C.C. pipe sewers, moulded522with cement concrete 1:1-1/2:3 conforming to ASTM specification C-76-79, Class IV, Wall B, including carriage, lowering in trenches to correct alignment and grade, jointing with rubber ring, cutting pipes where necessary, testing, etc. complete:-66" i/d, Wall B | Rft | 3077.64 | 12772.99 | m | 10097.24 | 41906.14 | 23.4 ,
23-03-c-15 | Providing & laying R.C.C. pipe sewers, moulded with cement concrete 1:1-1/2:3 conforming to ASTM specification C-76-79, Class IV, Wall B, including carriage, lowering in trenches to correct alignment and grade, jointing with rubber ring, cutting pipes where necessary, testing, etc. complete:- 72" i/d, Wall B | Rft | 3847.05 | 16831.88 | m | 12621.56 | 55222.71 | 23.4 ,
23-04-a | Lowering of sub soil water table along sewer line for laying of pipe sewer in trenches complete in all respects. Upto 1 ft below SSWL | Rft | 93.42 | 373.7 | m | 306.51 | 1226.05 | 23.4 ,
23-04-b | Lowering of sub soil water table, by installation of tubewells along sewer line for laying of pipe sewer in trenches complete in all respects. 0 - 2 ft below SSWL | Rft | 122.91 | 731.61 | m | 403.24 | 2400.28 | 23.4 ,
23-04-c | Lowering of sub soil water table, by installation of tubewells along sewer line for laying of pipe sewer in trenches complete in all respects. 0 - 3 ft below SSWL | Rft | 150.69 | 1229 | m | 494.41 | 4032.14 | 23.4 ,
23-04-d | Lowering of sub soil water table, by installation of tubewells along sewer line for laying of pipe sewer in trenches complete in all respects. 0 - 4 ft below SSWL | Rft | 179.68 | 1765.8 | m | 589.5 | 5793.31 | 23.4 ,
23-04-e | Lowering of sub soil water table, by installation of tubewells along sewer line for laying of pipe sewer in trenches complete in all respects. 0 - 5 ft below SSWL | Rft | 186.85 | 2518.05 | m | 613.02 | 8261.31 | 23.4 ,
23-04-f | Lowering of sub soil water table, by installation of tubewells along sewer line for laying of pipe sewer in trenches complete in all respects. 0 - 6 ft below SSWL | Rft | 217.33 | 3116.95 | m | 713.02 | 10226.2 | 23.4 ,
23-04-g | Lowering of sub soil water table, by installation of tubewells along sewer line for laying of pipe sewer in trenches complete in all respects. 0 - 7 ft below SSWL | Rft | 245.91 | 3773.79 | m | 806.8 | 12381.21 | 23.4 ,
23-04-h | Lowering of sub soil water table, by installation of tubewells along sewer line for laying of pipe sewer in trenches complete in all respects.0 - 8 ft below SSWL | Rft | 274.8 | 4276.77 | m | 901.56 | 14031.39 | 23.4 ,
23-04-i | Lowering of sub soil water table, by installation of522tubewells along sewer line for laying of pipe sewer in trenches complete in all respects. 0 - 9 ft below SSWL | Rft | 106.47 | 4545.36 | m | 349.32 | 14912.59 | 23.4 ,
23-04-j | Lowering of sub soil water table, by installation of522tubewells along sewer line for laying of pipe sewer in trenches complete in all respects. 0 - 10 ft below SSWL | Rft | 113.34 | 5235.57 | m | 371.87 | 17177.08 | 23.4 ,
23-04-k | Lowering of sub soil water table, by installation of tubewells along sewer line for laying of pipe sewer in trenches complete in all respects. 0 - 11 ft below SSWL | Rft | 117.13 | 5818.9 | m | 384.28 | 19090.89 | 23.4 ,
23-04-l | Lowering of sub soil water table, by installation of522tubewells along sewer line for laying of pipe sewer in trenches complete in all respects. 0 - 12 ft below SSWL | Rft | 121.21 | 6443.97 | m | 397.68 | 21141.64 | 23.4 ,
23-05-a | Constructing gully grating chamber complete With522CI gully trap,weighing 81 lbs. frame hinged | Each | 2754 | 10018.69 | Each | 2754 | 10018.69 | 23.4 ,
23-05-b | Constructing gully grating chamber complete522Concrete gully trap | Each | 2754 | 8856.25 | Each | 2754 | 8856.25 | 23.4 ,
23-06 | Fixing manhole frame and cover in RCC slab, including carriage to site | Set | 2060.48 | 2060.48 | Set | 2060.48 | 2060.48 | 23.4 ,
23-07 | Providing and Fixing 3" thick RCC manhole cover, 22" dia with tee shaped CI frame of 20" clear i/d complete | Set | 4292.51 | 13074.48 | Set | 4292.51 | 13074.48 | 23.4 ,
23-08-a | RCC manhole cover 22" dia with: Tee shaped CI522frame, 22" i/d complete | Set | 5923.52 | 18405.41 | Set | 5923.52 | 18405.41 | 23.4 ,
23-08-b | RCC manhole cover 22" dia with: 3"x3"x1/4"522angle iron frame, 22" i/d complete | Set | 5918.85 | 14149.43 | Set | 5918.85 | 14149.43 | 23.4 ,
23-09-a | Providing and Fixing CI ventilating shaft of 9" i/d, painted with bitumenous paint complete : 18 ft. long | 100 Kg | 494.89 | 15317.89 | 100 Kg | 494.89 | 15317.89 | 0
23-09-b | Providing and Fixing CI ventilating shaft of 9" i/d, painted with bitumenous paint complete : 24 ft. long | 100 Kg | 659.85 | 15482.85 | 100 Kg | 659.85 | 15482.85 | 0
23-09-c | Providing and Fixing CI ventilating shaft of 9" i/d, painted with bitumenous paint complete : 30 ft. Long | 100 Kg | 824.81 | 15647.81 | 100 Kg | 824.81 | 15647.81 | 0
23-09-d | Providing and Fixing CI ventilating shaft of 9" i/d, painted with bitumenous paint complete : 36 ft. Long | 100 Kg | 989.78 | 15812.78 | 100 Kg | 989.78 | 15812.78 | 0
23-10 | Septic Tank (int.Size: 7'x2'x5') complete. | Each | 4046.25 | 28931.39 | Each | 4046.25 | 28931.39 | 0
23-11 | Soakage Pit (6'dia x 15' deep) complete | Each | 4046.25 | 26151.81 | Each | 4046.25 | 26151.81 | 0
24-01-a | Mobilization of plant, equipment and camping arrangements etc & demobilization after completion | Job | 0 | 66922.2 | Job | 0 | 66922.2 | 0
24-01-b | Subsequent mobilization in the same project area | Job | 0 | 42755.85 | Job | 0 | 42755.85 | 0
24-01-c | Mobilization of equipment for drilling of small bore upto 8" dia | Job | 0 | 12083.17 | Job | 0 | 12083.17 | 0
24-02-a-01 | Drilling of Bore holes for tube well in all types of522soil and soft rock except hard rock from groundlevel upto 328 ft depth (0m to 100m), includingsinking, collection of 100 % corings and withdrawing of pipe, complete as per specifications.: Dia of Bore 3" (75 mm) i/d | Rft | 143.36 | 234.71 | m | 470.35 | 770.05 | 24.2.1,
24-02-a-02 | Drilling of Bore holes for tube well in all types of522soil and soft rock except hard rock from groundlevel upto 328 ft depth (0m to 100m), includingsinking, collection of 100 % corings and withdrawing of pipe, complete as per specifications.: Dia of Bore 4" (100 mm) i/d | Rft | 204.06 | 336.29 | m | 669.47 | 1103.33 | 24.2.1,
24-02-a-03 | Drilling of Bore holes for tube well in all types of522soil and soft rock except hard rock from groundlevel upto 328 ft depth (0m to 100m), includingsinking, collection of 100 % corings and withdrawing of pipe, complete as per specifications.: Dia of Bore 5" (125 mm) i/d | Rft | 311.93 | 541.61 | m | 1023.41 | 1776.94 | 24.2.1,
24-02-a-04 | Drilling of Bore holes for tube well in all types of522soil and soft rock except hard rock from groundlevel upto 328 ft depth (0m to 100m), includingsinking, collection of 100 % corings and withdrawing of pipe, complete as per specifications.: Dia of Bore 6" (150 mm) i/d | Rft | 379.73 | 684.22 | m | 1245.82 | 2244.82 | 24.2.1,
24-02-a-05 | Drilling of Bore holes for tube well in all types of522soil and soft rock except hard rock from groundlevel upto 328 ft depth (0m to 100m), includingsinking, collection of 100 % corings and withdrawing of pipe, complete as per specifications.: Dia of Bore 8" (200 mm) i/d | Rft | 521.66 | 1216.64 | m | 1711.47 | 3991.58 | 24.2.1,
24-02-a-06 | Drilling of Bore holes for tube well in all types of522soil and soft rock except hard rock from groundlevel upto 328 ft depth (0m to 100m), includingsinking, collection of 100 % corings and withdrawing of pipe, complete as per specifications.: Dia of Bore 10" (250 mm) i/d | Rft | 564.61 | 2884.58 | m | 1852.39 | 9463.84 | 24.2.1,
24-02-a-07 | Drilling of Bore holes for tube well in all types of522soil and soft rock except hard rock from groundlevel upto 328 ft depth (0m to 100m), includingsinking, collection of 100 % corings and withdrawing of pipe, complete as per specifications.: Dia of Bore 12" (300 mm) i/d | Rft | 686.62 | 3514.08 | m | 2252.68 | 11529.13 | 24.2.1,
24-02-a-08 | Drilling of Bore holes for tube well in all types of522soil and soft rock except hard rock from groundlevel upto 328 ft depth (0m to 100m), includingsinking, collection of 100 % corings and withdrawing of pipe, complete as per specifications.: Dia of Bore 15" (375 mm) i/d | Rft | 808.63 | 4143.58 | m | 2652.98 | 13594.44 | 24.2.1,
24-02-a-09 | Drilling of Bore holes for tube well in all types of522soil and soft rock except hard rock from groundlevel upto 328 ft depth (0m to 100m), includingsinking, collection of 100 % corings and withdrawing of pipe, complete as per specifications.: Dia of Bore 18" (450 mm) i/d | Rft | 924.41 | 4694.36 | m | 3032.85 | 15401.45 | 24.2.1,
24-02-a-10 | Drilling of Bore holes for tube well in all types of522soil and soft rock except hard rock from groundlevel upto 328 ft depth (0m to 100m), includingsinking, collection of 100 % corings and withdrawing of pipe, complete as per specifications.: Dia of Bore 18"(450 mm) to 20" (500 mm) i/d | Rft | 753.85 | 5103.79 | m | 2473.25 | 16744.72 | 24.2.1,
24-02-a-11 | Drilling of Bore holes for tube well in all types of522soil and soft rock except hard rock from groundlevel upto 328 ft depth (0m to 100m), includingsinking, collection of 100 % corings and withdrawing of pipe, complete as per specifications.: Dia of Bore 20"(500 mm) to 26" (650 mm) i/d | Rft | 1274.26 | 6494.19 | m | 4180.63 | 21306.39 | 24.2.1,
24-02-b-01 | Drilling of Bore holes for tube well in all types of522soil and soft rock except hard rock from a depth of328.1 ft to 656 ft (100.1m to 200 m) depth,including sinking, collection of 100 % corings and withdrawing of pipe, complete as per specifications.: 5" (125 mm) i/d | Rft | 359.8 | 1827.18 | m | 1180.46 | 5994.7 | 24.2.1,
24-02-b-02 | Drilling of Bore holes for tube well in all types of522soil and soft rock except hard rock from a depth of328.1 ft to 656 ft (100.1m to 200 m) depth,including sinking, collection of 100 % corings and withdrawing of pipe, complete as per specifications.: 6" (150 mm) i/d | Rft | 425.79 | 2176.64 | m | 1396.95 | 7141.21 | 24.2.1,
24-02-b-03 | Drilling of Bore holes for tube well in all types of522soil and soft rock except hard rock from a depth of328.1 ft to 656 ft (100.1m to 200 m) depth,including sinking, collection of 100 % corings and withdrawing of pipe, complete as per specifications.: 8" (200 mm) i/d | Rft | 587.64 | 3005.48 | m | 1927.95 | 9860.49 | 24.2.1,
24-02-b-04 | Drilling of Bore holes for tube well in all types of522soil and soft rock except hard rock from a depth of328.1 ft to 656 ft (100.1m to 200 m) depth,including sinking, collection of 100 % corings and withdrawing of pipe, complete as per specifications.: 10" (250 mm) i/d | Rft | 657.05 | 3325.02 | m | 2155.67 | 10908.86 | 24.2.1,
24-02-b-05 | Drilling of Bore holes for tube well in all types of522soil and soft rock except hard rock from a depth of328.1 ft to 656 ft (100.1m to 200 m) depth,including sinking, collection of 100 % corings and withdrawing of pipe, complete as per specifications.: 12" (300 mm) i/d | Rft | 795.55 | 4047.14 | m | 2610.09 | 13278.01 | 24.2.1,
24-02-b-06 | Drilling of Bore holes for tube well in all types of522soil and soft rock except hard rock from a depth of328.1 ft to 656 ft (100.1m to 200 m) depth,including sinking, collection of 100 % corings and withdrawing of pipe, complete as per specifications.: 15" (375 mm) i/d | Rft | 940.6 | 4775.79 | m | 3085.95 | 15668.61 | 24.2.1,
24-02-b-07 | Drilling of Bore holes for tube well in all types of522soil and soft rock except hard rock from a depth of328.1 ft to 656 ft (100.1m to 200 m) depth,including sinking, collection of 100 % corings and withdrawing of pipe, complete as per specifications.: 18" (450 mm) i/d | Rft | 1059.49 | 5394.94 | m | 3476.03 | 17699.95 | 24.2.1,
24-02-b-08 | Drilling of Bore holes for tube well in all types of522soil and soft rock except hard rock from a depth of328.1 ft to 656 ft (100.1m to 200 m) depth,including sinking, collection of 100 % corings and withdrawing of pipe, complete as per specifications.: 18" (450 mm) to 20" (500 mm) i/d | Rft | 1224.15 | 6226.58 | m | 4016.23 | 20428.42 | 24.2.1,
24-02-b-09 | Drilling of Bore holes for tube well in all types of522soil and soft rock except hard rock from a depth of328.1 ft to 656 ft (100.1m to 200 m) depth,including sinking, collection of 100 % corings and withdrawing of pipe, complete as per specifications.: 20" (600 mm) to 26" (650 mm) i/d | Rft | 1462.25 | 7465.18 | m | 4797.42 | 24492.06 | 24.2.1,
24-02-c-01 | Drilling of Bore holes for tube well in all types of522soil and soft rock except hard rock from a depth of656.1 ft to 984 ft (200.1 m to 300 m) depth,including sinking, collection of 100 % corings and withdrawing of pipe, complete as per specifications.: 6" (150mm) i/d | Rft | 492.4 | 2505.88 | m | 1615.48 | 8221.4 | 24.2.1,
24-02-c-02 | Drilling of Bore holes for tube well in all types of522soil and soft rock except hard rock from a depth of656.1 ft to 984 ft (200.1 m to 300 m) depth,including sinking, collection of 100 % corings and withdrawing of pipe, complete as per specifications.: 8" (200mm) i/d | Rft | 686.93 | 3467.46 | m | 2253.7 | 11376.17 | 24.2.1,
24-02-c-03 | Drilling of Bore holes for tube well in all types of522soil and soft rock except hard rock from a depth of656.1 ft to 984 ft (200.1 m to 300 m) depth,including sinking, collection of 100 % corings and withdrawing of pipe, complete as per specifications.: 10" (250 mm) i/d | Rft | 746.38 | 3814.53 | m | 2448.75 | 12514.87 | 24.2.1,
24-02-c-04 | Drilling of Bore holes for tube well in all types of522soil and soft rock except hard rock from a depth of656.1 ft to 984 ft (200.1 m to 300 m) depth,including sinking, collection of 100 % corings and withdrawing of pipe, complete as per specifications.: 12" (300 mm) i/d | Rft | 914.45 | 4653.77 | m | 3000.17 | 15268.28 | 24.2.1,
24-02-c-05 | Drilling of Bore holes for tube well in all types of522soil and soft rock except hard rock from a depth of656.1 ft to 984 ft (200.1 m to 300 m) depth,including sinking, collection of 100 % corings and withdrawing of pipe, complete as per specifications.: 15" (375 mm) i/d | Rft | 1074.44 | 5484.91 | m | 3525.05 | 17995.11 | 24.2.1,
24-02-c-06 | Drilling of Bore holes for tube well in all types of522soil and soft rock except hard rock from a depth of656.1 ft to 984 ft (200.1 m to 300 m) depth,including sinking, collection of 100 % corings and withdrawing of pipe, complete as per specifications.: 18" (450 mm) i/d | Rft | 1214.5 | 6200.26 | m | 3984.57 | 20342.07 | 24.2.1,
24-02-c-07 | Drilling of Bore holes for tube well in all types of522soil and soft rock except hard rock from a depth of656.1 ft to 984 ft (200.1 m to 300 m) depth,including sinking, collection of 100 % corings and withdrawing of pipe, complete as per specifications.: Above 18" (450 mm) and upto 20" (500 mm) i/d | Rft | 1406.23 | 7159.02 | m | 4613.61 | 23487.6 | 24.2.1,
24-02-c-08 | Drilling of Bore holes for tube well in all types of522soil and soft rock except hard rock from a depth of656.1 ft to 984 ft (200.1 m to 300 m) depth,including sinking, collection of 100 % corings and withdrawing of pipe, complete as per specifications.: Above 20" (450 mm) upto 26" (500 mm) i/d | Rft | 1680.13 | 8583.49 | m | 5512.23 | 28161.06 | 24.2.1,
24-02-d-01 | Drilling of Bore holes for tubewell in all types of522soil and soft rock except hard rock from a depth of984 ft to 1312 ft (300.1m to 400 m) depth,including sinking, collection of 100 % corings and withdrawing of pipe, complete as per specifications.: 8" (200 mm) i/d | Rft | 779.99 | 4879.48 | m | 2559.03 | 16008.78 | 24.2.1,
24-02-d-02 | Drilling of Bore holes for tube well in all types of522soil and soft rock except hard rock from a depth of984 ft to 1312 ft (300.1m to 400 m) depth,including sinking, collection of 100 % corings and withdrawing of pipe, complete as per specifications.: 10" (250 mm) i/d | Rft | 872.12 | 5395.69 | m | 2861.29 | 17702.39 | 24.2.1,
24-02-d-03 | Drilling of Bore holes for tube well in all types of522soil and soft rock except hard rock from a depth of984 ft to 1312 ft (300.1m to 400 m) depth,including sinking, collection of 100 % corings and withdrawing of pipe, complete as per specifications.: 12" (250 mm) i/d | Rft | 1050.16 | 6563.27 | m | 3445.4 | 21533.04 | 24.2.1,
24-02-d-04 | Drilling of Bore holes for tube well in all types of522soil and soft rock except hard rock from a depth of984 ft to 1312 ft (300.1m to 400 m) depth,including sinking, collection of 100 % corings and withdrawing of pipe, complete as per specifications.: 15" (375 mm) i/d | Rft | 1235.04 | 7737.67 | m | 4051.97 | 25386.06 | 24.2.1,
24-02-d-05 | Drilling of Bore holes for tube well in all types of522soil and soft rock except hard rock from a depth of984 ft to 1312 ft (300.1m to 400 m) depth,including sinking, collection of 100 % corings and withdrawing of pipe, complete as per specifications.: 18" (450 mm) i/d | Rft | 1386.93 | 8737.72 | m | 4550.3 | 28667.05 | 24.2.1,
24-02-d-06 | Drilling of Bore holes for tube well in all types of522soil and soft rock except hard rock from a depth of984 ft to 1312 ft (300.1m to 400 m) depth,including sinking, collection of 100 % corings and withdrawing of pipe, complete as per specifications.: Above 18" (450 mm) upto 20" (500 mm) i/d | Rft | 1614.77 | 10096.45 | m | 5297.79 | 33124.84 | 24.2.1,
24-02-d-07 | Drilling of Bore holes for tube well in all types of522soil and soft rock except hard rock from a depth of984 ft to 1312 ft (300.1m to 400 m) depth,including sinking, collection of 100 % corings and withdrawing of pipe, complete as per specifications.: Above 20" (500 mm) upto 26" (650 mm) i/d | Rft | 1948.43 | 12126.46 | m | 6392.47 | 39784.98 | 24.2.1,
24-02-e-01 | Drilling of Bore holes for tube well in all types of522soil and soft rock except hard rock from a depth1312 ft and beyond (upto any depth) (400.1m andbeyond) depth, including sinking, collection of 100 % corings and withdrawing of pipe, complete as per specifications.: 8" (200 mm) i/d | Rft | 889.55 | 5603.96 | m | 2918.48 | 18385.69 | 24.2.1,
24-02-e-02 | Drilling of Bore holes for tube well in all types of522soil and soft rock except hard rock from a depth1312 ft and beyond (upto any depth) (300.1m andbeyond) depth, including sinking, collection of 100 % corings and withdrawing of pipe, complete as per specifications.: 10" (250 mm) i/d | Rft | 983.55 | 6185.66 | m | 3226.87 | 20294.15 | 24.2.1,
24-02-e-03 | Drilling of Bore holes for tube well in all types of522soil and soft rock except hard rock from a depth1312 ft and beyond (upto any depth) (300.1m andbeyond) depth, including sinking, collection of 100 % corings and withdrawing of pipe, complete as per specifications.: 12" (250 mm) i/d | Rft | 1213.88 | 7553.94 | m | 3982.53 | 24783.27 | 24.2.1,
24-02-e-04 | Drilling of Bore holes for tube well in all types of522soil and soft rock except hard rock from a depth1312 ft and beyond (upto any depth) (300.1m andbeyond) depth, including sinking, collection of 100 % corings and withdrawing of pipe, complete as per specifications.: 15" (375 mm) i/d | Rft | 1423.04 | 8901.06 | m | 4668.75 | 29202.94 | 24.2.1,
24-02-e-05 | Drilling of Bore holes for tube well in all types of522soil and soft rock except hard rock from a depth1312 ft and beyond (upto any depth) (300.1m andbeyond) depth, including sinking, collection of 100 % corings and withdrawing of pipe, complete as per specifications.: 18" (450 mm) i/d | Rft | 1608.23 | 10061.65 | m | 5276.34 | 33010.66 | 24.2.1,
24-02-e-06 | Drilling of Bore holes for tube well in all types of522soil and soft rock except hard rock from a depth1312 ft and beyond (upto any depth) (300.1m andbeyond) depth, including sinking, collection of 100 % corings and withdrawing of pipe, complete as per specifications.: Abobe 18" (450 mm) upto 20" (500 mm) i/d | Rft | 1848.83 | 11602.77 | m | 6065.7 | 38066.83 | 24.2.1,
24-02-e-07 | Drilling of Bore holes for tube well in all types of522soil and soft rock except hard rock from a depth1312 ft and beyond (upto any depth) (300.1m andbeyond) depth, including sinking, collection of 100 % corings and withdrawing of pipe, complete as per specifications.: Above 20" (500 mm) upto 26" (650 mm) i/d | Rft | 2147.63 | 13852.35 | m | 7046.01 | 45447.34 | 24.2.1,
24-03-a-01 | Drilling of Bore holes for tube well in hard rock522having unconfirmed compressive strength of 50MPa and above from ground level upto 328 ftdepth (0m to 100m), including sinking, collection of 100 % corings and withdrawing of pipe, complete as per specifications.: Dia of Bore 3" (75 mm) i/d | Rft | 292.58 | 461.57 | m | 959.89 | 1514.34 | 24.2.1,
24-03-a-02 | Drilling of Bore holes for tube well in hard rock522having unconfirmed compressive strength of 50MPa and above from ground level upto 328 ftdepth (0m to 100m), including sinking, collection of 100 % corings and withdrawing of pipe, complete as per specifications.: Dia of Bore 4" (100 mm) i/d | Rft | 383.46 | 597.52 | m | 1258.07 | 1960.37 | 24.2.1,
24-03-a-03 | Drilling of Bore holes for tube well in hard rock522having unconfirmed compressive strength of 50MPa and above from ground level upto 328 ftdepth (0m to 100m), including sinking, collection of 100 % corings and withdrawing of pipe, complete as per specifications.: Dia of Bore 5" (125 mm) i/d | Rft | 578.92 | 909.41 | m | 1899.36 | 2983.61 | 24.2.1,
24-03-a-04 | Drilling of Bore holes for tube well in hard rock522having unconfirmed compressive strength of 50MPa and above from ground level upto 328 ftdepth (0m to 100m), including sinking, collection of 100 % corings and withdrawing of pipe, complete as per specifications.: Dia of Bore 6" (150 mm) i/d | Rft | 689.73 | 1084.05 | m | 2262.89 | 3556.6 | 24.2.1,
24-03-a-05 | Drilling of Bore holes for tube well in hard rock522having unconfirmed compressive strength of 50MPa and above from ground level upto 328 ftdepth (0m to 100m), including sinking, collection of 100 % corings and withdrawing of pipe, complete as per specifications.: Dia of Bore 8" (200 mm) i/d | Rft | 945.58 | 1490.12 | m | 3102.29 | 4888.84 | 24.2.1,
24-03-a-06 | Drilling of Bore holes for tube well in hard rock522having unconfirmed compressive strength of 50MPa and above from ground level upto 328 ftdepth (0m to 100m), including sinking, collection of 100 % corings and withdrawing of pipe, complete as per specifications.: Dia of Bore 10" (250 mm) i/d | Rft | 1054.52 | 1655.39 | m | 3459.7 | 5431.06 | 24.2.1,
24-03-a-07 | Drilling of Bore holes for tube well in hard rock522having unconfirmed compressive strength of 50MPa and above from ground level upto 328 ftdepth (0m to 100m), including sinking, collection of 100 % corings and withdrawing of pipe, complete as per specifications.: Dia of Bore 12" (300 mm) i/d | Rft | 1278.61 | 6509.42 | m | 4194.93 | 21356.37 | 24.2.1,
24-03-a-08 | Drilling of Bore holes for tube well in hard rock522having unconfirmed compressive strength of 50MPa and above from ground level upto 328 ftdepth (0m to 100m), including sinking, collection of 100 % corings and withdrawing of pipe, complete as per specifications.: Dia of Bore 15" (375 mm) i/d | Rft | 1499.6 | 7669.28 | m | 4919.96 | 25161.66 | 24.2.1,
24-03-a-09 | Drilling of Bore holes for tube well in hard rock522having unconfirmed compressive strength of 50MPa and above from ground level upto 328 ftdepth (0m to 100m), including sinking, collection of 100 % corings and withdrawing of pipe, complete as per specifications.: Dia of Bore 18" (450 mm) i/d | Rft | 1700.98 | 8675.38 | m | 5580.65 | 28462.55 | 24.2.1,
24-03-a-10 | Drilling of Bore holes for tube well in hard rock522having unconfirmed compressive strength of 50MPa and above from ground level upto 328 ftdepth (0m to 100m), including sinking, collection of 100 % corings and withdrawing of pipe, complete as per specifications.: Dia of Bore Above 18"(450 mm) upto 20" (500 mm) i/d | Rft | 1971.46 | 10018.85 | m | 6468.04 | 32870.24 | 24.2.1,
24-03-a-11 | Drilling of Bore holes for tube well in hard rock522having unconfirmed compressive strength of 50MPa and above from ground level upto 328 ftdepth (0m to 100m), including sinking, collection of 100 % corings and withdrawing of pipe, complete as per specifications.: Dia of Bore Above 20"(500 mm) upto 26" (650 mm) i/d | Rft | 2354.92 | 12011.79 | m | 7726.11 | 39408.76 | 24.2.1,
24-03-b-01 | Drilling of Bore holes for tube well in hard rock522having unconfirmed compressive strength of 50MPa and above from a depth of 328 ft to 656 ft(100 m to 200 m) depth, including sinking, collection of 100 % corings and withdrawing of pipe, complete as per specifications.: 6" (150 mm) i/d | Rft | 786.84 | 4025.91 | m | 2581.5 | 13208.36 | 24.2.1,
24-03-b-02 | Drilling of Bore holes for tube well in hard rock522having unconfirmed compressive strength of 50MPa and above from a depth of 328 ft to 656 ft(100 m to 200 m) depth, including sinking, collection of 100 % corings and withdrawing of pipe, complete as per specifications.: 8" (200 mm) i/d | Rft | 1090.62 | 5563.63 | m | 3578.15 | 18253.38 | 24.2.1,
24-03-b-03 | Drilling of Bore holes for tube well in hard rock522having unconfirmed compressive strength of 50MPa and above from a depth of 328 ft to 656 ft(100 m to 200 m) depth, including sinking, collection of 100 % corings and withdrawing of pipe, complete as per specifications.: 10" (250 mm) i/d | Rft | 1202.98 | 6138.71 | m | 3946.79 | 20140.13 | 24.2.1,
24-03-b-04 | Drilling of Bore holes for tube well in hard rock522having unconfirmed compressive strength of 50MPa and above from a depth of 328 ft to 656 ft(100 m to 200 m) depth, including sinking, collection of 100 % corings and withdrawing of pipe, complete as per specifications.: 12" (300 mm) i/d | Rft | 1470.34 | 7485.77 | m | 4823.97 | 24559.63 | 24.2.1,
24-03-b-05 | Drilling of Bore holes for tube well in hard rock522having unconfirmed compressive strength of 50MPa and above from a depth of 328 ft to 656 ft(100 m to 200 m) depth, including sinking, collection of 100 % corings and withdrawing of pipe, complete as per specifications.: 15" (375 mm) i/d | Rft | 1731.17 | 8826.3 | m | 5679.7 | 28957.68 | 24.2.1,
24-03-b-06 | Drilling of Bore holes for tube well in hard rock522having unconfirmed compressive strength of 50MPa and above from a depth of 328 ft to 656 ft(100 m to 200 m) depth, including sinking, collection of 100 % corings and withdrawing of pipe, complete as per specifications.: 18" (450 mm) i/d | Rft | 1955.9 | 9976.46 | m | 6416.98 | 32731.18 | 24.2.1,
24-03-b-07 | Drilling of Bore holes for tube well in hard rock522having unconfirmed compressive strength of 50MPa and above from a depth of 328 ft to 656 ft(100 m to 200 m) depth, including sinking, collection of 100 % corings and withdrawing of pipe, complete as per specifications.: Above 18" (450 mm) upto 20" (500 mm) i/d | Rft | 2068.57 | 10565.45 | m | 6786.64 | 34663.55 | 24.2.1,
24-03-b-08 | Drilling of Bore holes for tube well in hard rock522having unconfirmed compressive strength of 50MPa and above from a depth of 328 ft to 656 ft(100 m to 200 m) depth, including sinking, collection of 100 % corings and withdrawing of pipe, complete as per specifications.: Above 20" (600 mm) upto 26" (650 mm) i/d | Rft | 2118.37 | 10716.75 | m | 6950.02 | 35159.94 | 24.2.1,
24-03-c-01 | Drilling of Bore holes for tube well in hard rock522having unconfirmed compressive strength of 50MPa from a depth of 656 ft to 984 ft (200 m to300 m) depth, including sinking, collection of 100 % corings and withdrawing of pipe, complete as per specifications.: 6" (150mm) i/d | Rft | 910.72 | 4635.66 | m | 2987.92 | 15208.88 | 24.2.1,
24-03-c-02 | Drilling of Bore holes for tube well in hard rock522having unconfirmed compressive strength of 50MPa from a depth of 656.1 ft to 984 ft (200.1 mto 300 m) depth, including sinking, collection of 100 % corings and withdrawing of pipe, complete as per specifications.: 8" (200mm) i/d | Rft | 1252.47 | 6396.43 | m | 4109.15 | 20985.66 | 24.2.1,
24-03-c-03 | Drilling of Bore holes for tube well in hard rock522having unconfirmed compressive strength of 50MPa from a depth of 656 ft to 984 ft (200 m to300 m) depth, including sinking, collection of 100 % corings and withdrawing of pipe, complete as per specifications.: 10" (250 mm) i/d | Rft | 1388.18 | 7064.28 | m | 4554.38 | 23176.77 | 24.2.1,
24-03-c-04 | Drilling of Bore holes for tube well in hard rock522having unconfirmed compressive strength of 50MPa from a depth of 656 ft to 984 ft (200 m to300 m) depth, including sinking, collection of 100 % corings and withdrawing of pipe, complete as per specifications.: 12" (300 mm) i/d | Rft | 1685.11 | 8602.86 | m | 5528.57 | 28224.59 | 24.2.1,
24-03-c-05 | Drilling of Bore holes for tube well in hard rock522having unconfirmed compressive strength of 50MPa from a depth of 656 ft to 984 ft (200 m to300 m) depth, including sinking, collection of 100 % corings and withdrawing of pipe, complete as per specifications.: 15" (375 mm) i/d | Rft | 1982.66 | 10142.06 | m | 6504.8 | 33274.48 | 24.2.1,
24-03-c-06 | Drilling of Bore holes for tube well in hard rock522having unconfirmed compressive strength of 50MPa from a depth of 656 ft to 984 ft (200 m to300 m) depth, including sinking, collection of 100 % corings and withdrawing of pipe, complete as per specifications.: 18" (450 mm) i/d | Rft | 2247.23 | 11470.89 | m | 7372.79 | 37634.16 | 24.2.1,
24-03-c-07 | Drilling of Bore holes for tube well in hard rock522having unconfirmed compressive strength of 50MPa from a depth of 656.1 ft to 984 ft (200 m to300 m) depth, including sinking, collection of 100 % corings and withdrawing of pipe, complete as per specifications.: Above 18" (450 mm) and upto 20" (500 mm) i/d | Rft | 2374.84 | 12146.26 | m | 7791.46 | 39849.94 | 24.2.1,
24-03-c-08 | Drilling of Bore holes for tube well in hard rock522having unconfirmed compressive strength of 50MPa from a depth of 656 ft to 984 ft (200 m to300 m) depth, including sinking, collection of 100 % corings and withdrawing of pipe, complete as per specifications.: Above 20" (450 mm) upto 26" (500 mm) i/d | Rft | 2426.5 | 12314.65 | m | 7960.97 | 40402.39 | 24.2.1,
24-03-d-01 | Drilling of Bore holes for tubewell in hard rock522having unconfirmed compressive strength of 50MPa and above from a depth of 984 ft to 1312 ft(300 m to 400 m) depth, including sinking, collection of 100 % corings and withdrawing of pipe, complete as per specifications.: 8" (200 mm) i/d | Rft | 1437.97 | 7353.53 | m | 4717.77 | 24125.76 | 24.2.1,
24-03-d-02 | Drilling of Bore holes for tubewell in hard rock522having unconfirmed compressive strength of 50MPa and above from a depth of 984 ft to 1312 ft(300 m to 400 m) depth, including sinking, collection of 100 % corings and withdrawing of pipe, complete as per specifications.: 10" (250 mm) i/d | Rft | 1600.14 | 8127.65 | m | 5249.79 | 26665.52 | 24.2.1,
24-03-d-03 | Drilling of Bore holes for tubewell in hard rock522having unconfirmed compressive strength of 50MPa and above from a depth of 984 ft to 1312 ft(300 m to 400 m) depth, including sinking, collection of 100 % corings and withdrawing of pipe, complete as per specifications.: 12" (250 mm) i/d | Rft | 1932.86 | 9888.26 | m | 6341.41 | 32441.79 | 24.2.1,
24-03-d-04 | Drilling of Bore holes for tubewell in hard rock522having unconfirmed compressive strength of 50MPa and above from a depth of 984 ft to 1312 ft(300 m to 400 m) depth, including sinking, collection of 100 % corings and withdrawing of pipe, complete as per specifications.: 15" (375 mm) i/d | Rft | 2285.82 | 11669.11 | m | 7499.41 | 38284.48 | 24.2.1,
24-03-d-05 | Drilling of Bore holes for tubewell in hard rock522having unconfirmed compressive strength of 50MPa and above from a depth of 984 ft to 1312 ft(300 m to 400 m) depth, including sinking, collection of 100 % corings and withdrawing of pipe, complete as per specifications.: 18" (450 mm) i/d | Rft | 2582.44 | 13189.65 | m | 8472.58 | 43273.13 | 24.2.1,
24-03-d-06 | Drilling of Bore holes for tubewell in hard rock522having unconfirmed compressive strength of 50MPa and above from a depth of 984 ft to 1312 ft(300 m to 400 m) depth, including sinking, collection of 100 % corings and withdrawing of pipe, complete as per specifications.: Above 18" (450 mm) upto 20" (500 mm) i/d | Rft | 2730.91 | 13968.04 | m | 8959.67 | 45826.91 | 24.2.1,
24-03-d-07 | Drilling of Bore holes for tubewell in hard rock522having unconfirmed compressive strength of 50MPa and above from a depth of 984 ft to 1312 ft(300 m to 400 m) depth, including sinking, collection of 100 % corings and withdrawing of pipe, complete as per specifications.: Above 20" (500 mm) upto 26" (650 mm) i/d | Rft | 2770.75 | 14142.12 | m | 9090.38 | 46398.03 | 24.2.1,
24-03-e-01 | Drilling of Bore holes for tubewell in hard rock522having unconfirmed compressive strength of 50MPa and above from a depth 1312 ft and beyond(upto any depth) (400 m and beyond) depth, including sinking, collection of 100 % corings and withdrawing of casing pipe, complete as per specifications.: 8" (200 mm) i/d | Rft | 1660.21 | 8463.09 | m | 5446.88 | 27766.04 | 24.2.1,
24-03-e-02 | Drilling of Bore holes for tubewell in hard rock522having unconfirmed compressive strength of 50MPa and above from a depth 1312 ft and beyond(upto any depth) (400 m and beyond) depth, including sinking, collection of 100 % corings and withdrawing of casing pipe, complete as per specifications.: 10" (250 mm) i/d | Rft | 1832.02 | 9338.66 | m | 6010.55 | 30638.66 | 24.2.1,
24-03-e-03 | Drilling of Bore holes for tubewell in hard rock522having unconfirmed compressive strength of 50MPa and above from a depth 1312 ft and beyond(upto any depth) (400 m and beyond) depth, including sinking, collection of 100 % corings and withdrawing of casing pipe, complete as per specifications.: 12" (250 mm) i/d | Rft | 2231.66 | 11380.37 | m | 7321.73 | 37337.17 | 24.2.1,
24-03-e-04 | Drilling of Bore holes for tubewell in hard rock522having unconfirmed compressive strength of 50MPa and above from a depth 1312 ft and beyond(upto any depth) (400 m and beyond) depth, including sinking, collection of 100 % corings and withdrawing of casing pipe, complete as per specifications.: 15" (375 mm) i/d | Rft | 2634.42 | 13425.21 | m | 8643.11 | 44045.96 | 24.2.1,
24-03-e-05 | Drilling of Bore holes for tubewell in hard rock522having unconfirmed compressive strength of 50MPa and above from a depth 1312 ft and beyond(upto any depth) (400 m and beyond) depth, including sinking, collection of 100 % corings and withdrawing of casing pipe, complete as per specifications.: 18" (450 mm) i/d | Rft | 2964.97 | 15163.25 | m | 9727.59 | 49748.2 | 24.2.1,
24-03-e-06 | Drilling of Bore holes for tubewell in hard rock522having unconfirmed compressive strength of 50MPa and above from a depth 1312 ft and beyond(upto any depth) (400 m and beyond) depth, including sinking, collection of 100 % corings and withdrawing of casing pipe, complete as per specifications.: Above 18" (450 mm) upto 20" (500 mm) i/d | Rft | 3143.63 | 16066.34 | m | 10313.73 | 52711.09 | 24.2.1,
24-03-e-07 | Drilling of Bore holes for tubewell in hard rock522having unconfirmed compressive strength of 50MPa and above from a depth 1312 ft and beyond(upto any depth) (400 m and beyond) depth, including sinking, collection of 100 % corings and withdrawing of casing pipe, complete as per specifications.: Above 20" (500 mm) upto 26" (650 mm) i/d | Rft | 3183.47 | 16260.55 | m | 10444.44 | 53348.26 | 24.2.1,
24-04 | Providing strong box of deodar wood 4' x 2^' x 9" with compartments, lock and locking arrangement,and preserving in it the corings / samples of strata collected from bore hole and supply to the approved soil testing laboratory for testing. | Job | 1480.31 | 31746.2 | Job | 1480.31 | 31746.2 | 24.2.2.1.7
24-05 | Collection and submission at approved water testing laboratory of two water samples in bottles from each bore hole for testing. | Per set | 0 | 1482.3 | Per set | 0 | 1482.3 | 24.2.2.1.7
24-06-a | Providing and installing Stainless Steel Strainer of approved make \ quality in tubewell bore hole, including socket, special sockets, studs etc. complete as per specification:-6" (150 mm) Nominal Pipe Size (NPS) 3/16" (5 mm) thick | Rft | 50.73 | 5567.21 | m | 166.45 | 18265.13 | 24.2.2.2 ,
24-06-b | Providing and installing Stainless Steel Strainer of approved make \ quality in tubewell bore hole, including socket, special sockets, studs etc. complete as per specification:-8" (200 mm) Nominal Pipe Size (NPS) 3/16" (5 mm) thick | Rft | 76.26 | 6282.02 | m | 250.18 | 20610.3 | 24.2.2.2 ,
24-06-c | Providing and installing Stainless Steel Strainer of approved make \ quality in tubewell bore hole, including socket, special sockets, studs etc. complete as per specification:-10" (250 mm) Nominal Pipe Size (NPS) 3/16" (5 mm) thick | Rft | 87.14 | 10843.62 | m | 285.88 | 35576.18 | 24.2.2.2 ,
24-06-d | Providing and installing Stainless Steel Strainer of approved make \ quality in tubewell bore hole, including socket, special sockets, studs etc. complete as per specification:-10" (250 mm) Nominal Pipe Size (NPS) 1/4" (6 mm) thick | Rft | 87.14 | 14293.71 | m | 285.88 | 46895.38 | 24.2.2.2 ,
24-06-e | Providing and installing Stainless Steel Strainer of approved make \ quality in tubewell bore hole, including socket, special sockets, studs etc. complete as per specification:-12" (300 mm) Nominal Pipe Size (NPS) 1/4" (6 mm) thick | Rft | 87.14 | 19946.75 | m | 285.88 | 65442.09 | 24.2.2.2 ,
24-07-a | Providing and installing Brass Strainer of approved make \ quality in tubewell bore hole, including socket, special sockets, studs etc. complete as per specification:-6" (150 mm) Nominal Pipe Size (NPS) 3/16" (5 mm) thick | Rft | 62.2 | 5949.78 | m | 204.08 | 19520.29 | 24.2.2.2 ,
24-07-b | Providing and installing Brass Strainer of approved make \ quality in tubewell bore hole, including socket, special sockets, studs etc. complete as per specification:-8" (200 mm) Nominal Pipe Size (NPS) 3/16" (5 mm) thick | Rft | 93.53 | 7398.29 | m | 306.86 | 24272.59 | 24.2.2.2 ,
24-07-c | Providing and installing Brass Strainer of approved make \ quality in tubewell bore hole, including socket, special sockets, studs etc. complete as per specification:-10" (250 mm) Nominal Pipe Size (NPS) 3/16" (5 mm) thick | Rft | 106.9 | 8570.59 | m | 350.72 | 28118.73 | 24.2.2.2 ,
24-07-d | Providing and installing Brass Strainer of approved make \ quality in tubewell bore hole, including socket, special sockets, studs etc. complete as per specification:-10" (250 mm) Nominal Pipe Size (NPS) 1/4" (6 mm) thick | Rft | 106.9 | 9948.4 | m | 350.72 | 32639.11 | 24.2.2.2 ,
24-07-e | Providing and installing Brass Strainer of approved make \ quality in tubewell bore hole, including socket, special sockets, studs etc. complete as per specification:-12" (300 mm) Nominal Pipe Size (NPS) 1/4" (6 mm) thick | Rft | 106.9 | 12135.58 | m | 350.72 | 39814.89 | 24.2.2.2 ,
24-08-a | Providing and installing M.S. Bail plug of approved make / quality in tubewell bore hole complete as per specification:-6" (150 mm) i/d 2 ft (450 mm) long. | Each | 6080.58 | 9000.84 | Each | 6080.58 | 9000.84 | 24.2.2.2 ,
24-08-b | Providing and installing M.S. Bail plug of approved make / quality in tubewell bore hole complete as per specification:-8" (200 mm) i/d 2 ft (450 mm) long. | Rft | 5961.06 | 9848.93 | m | 19557.28 | 32312.78 | 24.2.2.2 ,
24-08-c | Providing and installing M.S. Bail plug of approved make / quality in tubewell bore hole complete as per specification:-10" (250 mm) i/d 2 ft (450 mm) long. | Rft | 6080.58 | 10881.38 | m | 19949.41 | 35700.07 | 24.2.2.2 ,
24-08-d | Providing and installing M.S. Bail plug of approved make / quality in tubewell bore hole complete as per specification:-12" (300 mm) i/d 2 ft (450 mm) long. | Rft | 6080.58 | 12825.96 | m | 19949.41 | 42079.92 | 24.2.2.2 ,
24-09-a-01 | Providing and installing PVC Strainer BSS Class "B" of approved make \ quality in tubewell bore hole, including socket, special sockets, studs etc. complete as per specification:- 6" Nominal Pipe Size (NPS) (150mm) | Rft | 46.94 | 503.56 | m | 154 | 1652.1 | 24.2.2.2 ,
24-09-a-02 | Providing and installing PVC Strainer BSS Class \"B\" of approved make \quality in tubewell bore hole, including socket, special sockets, studs etc. complete as per specification:- 4\" Nominal Pipe Size (NPS)(100mm) | Rft | 46.94 | 299.97 | m | 154 | 984.16 | 24.2.2.2,2
24-09-a-03 | Providing and installing PVC Strainer BSS Class \"B\" of approved make \quality in tubewell bore hole, including socket, special sockets, studs etc. complete as per specification:- 5\" Nominal Pipe Size (NPS) (125mm) | Rft | 46.94 | 395.85 | m | 154 | 1298.73 | 24.2.2.2,2
24-09-b-01 | Providing and installing PVC Strainer BSS Class "C" of approved make \ quality in tubewell bore hole, including socket, special sockets, studs etc. complete as per specification:- 6" Nominal Pipe Size (NPS) (150mm) | Rft | 46.94 | 678.29 | m | 154 | 2225.37 | 24.2.2.2 ,
24-09-b-02 | Providing and installing PVC Strainer BSS Class "C" of approved make \ quality in tubewell bore hole, including socket, special sockets, studs etc. complete as per specification:-8" Nominal Pipe Size (NPS) (250 mm) | Rft | 58.46 | 1022.46 | m | 191.81 | 3354.52 | 24.2.2.2 ,
24-09-b-03 | Providing and installing PVC Strainer BSS Class "C" of approved make \ quality in tubewell bore hole, including socket, special sockets, studs etc. complete as per specification: 10" Nominal Pipe Size (NPS) (250 mm) | Rft | 58.46 | 1508.63 | m | 191.81 | 4949.57 | 24.2.2.2 ,
24-09-b-04 | Providing and installing PVC Strainer BSS Class "C" of approved make \ quality in tubewell bore hole, including socket, special sockets, studs etc. complete as per specification:12" Nominal Pipe Size (NPS) (300 mm) | Rft | 58.46 | 2173.91 | m | 191.81 | 7132.26 | 24.2.2.2 ,
24-09-b-05 | Providing and installing PVC Strainer BSS Class \"C\" of approved make \ quality in tubewell bore hole, including socket, special sockets, studs etc. complete as per specification:- 4\" Nominal Pipe Size (NPS) (100mm) | Rft | 58.46 | 386.17 | m | 191.81 | 1266.97 | 24.2.2.2,2
24-09-b-06 | Providing and installing PVC Strainer BSS Class \"C\" of approved make \ quality in tubewell bore hole, including socket, special sockets, studs etc. complete as per specification:- 5\" Nominal Pipe Size (NPS) (125mm) | Rft | 58.46 | 561.3 | m | 191.81 | 1841.53 | 24.2.2.2,2
24-09-c-01 | Providing and installing PVC Strainer BSS Class "D" of approved make \ quality in tubewell bore hole, including socket, special sockets, studs etc. complete as per specification:- 6" Nominal Pipe Size (NPS) (150mm) | Rft | 46.94 | 865.94 | m | 154 | 2841 | 24.2.2.2 ,
24-09-c-02 | Providing and installing PVC Strainer BSS Class "D" of approved make \ quality in tubewell bore hole, including socket, special sockets, studs etc. complete as per specification:^" Nominal Pipe Size (NPS) (250 mm) | Rft | 58.46 | 1278.34 | m | 191.81 | 4194.02 | 24.2.2.2 ,
24-09-c-03 | Providing and installing PVC Strainer BSS Class "D" of approved make \ quality in tubewell bore hole, including socket, special sockets, studs etc. complete as per specification: 10" Nominal Pipe Size (NPS) (250 mm) | Rft | 58.46 | 1935.09 | m | 191.81 | 6348.73 | 24.2.2.2 ,
24-09-c-04 | Providing and installing PVC Strainer BSS Class "D" of approved make \ quality in tubewell bore hole, including socket, special sockets, studs etc. complete as per specification:12" Nominal Pipe Size (NPS) (300 mm) | Rft | 58.46 | 2770.96 | m | 191.81 | 9091.09 | 24.2.2.2 ,
24-09-d-01 | Providing and installing PVC Strainer BSS Class "E" of approved make \ quality in tubewell bore hole, including socket, special sockets, studs etc. complete as per specification: 10" Nominal Pipe Size (NPS) (250 mm) | Rft | 58.46 | 4650.64 | m | 191.81 | 15258 | 24.2.2.2 ,
24-09-d-02 | Providing and installing PVC Strainer BSS Class "E" of approved make \ quality in tubewell bore hole, including socket, special sockets, studs etc. complete as per specification:12" Nominal Pipe Size (NPS) (300 mm) | Rft | 58.46 | 5193.1 | m | 191.81 | 17037.74 | 24.2.2.2 ,
24-10-a-01 | Providing and installing wooden bail plug in tubewell BSS Class 'B' working pressure : 6" Nominal Pipe Size (NPS) (150 mm) | Each | 672.3 | 3160.02 | Each | 672.3 | 3160.02 | 24.2.2.2 ,
24-10-a-02 | Providing and installing wooden bail plug in tubewell BSS Class 'B' working pressure :8" (200 mm) Nominal Pipe Size (NPS) | Each | 840.38 | 3767.11 | Each | 840.38 | 3767.11 | 24.2.2.2 ,
24-10-a-03 | Providing and installing wooden bail plug in tubewell BSS Class 'B' working pressure : 10" (250 mm) Nominal Pipe Size (NPS) | Each | 840.38 | 4283.59 | Each | 840.38 | 4283.59 | 24.2.2.2 ,
24-10-a-04 | Providing and installing wooden bail plug in tubewell BSS Class 'B' working pressure : 12" Nominal Pipe Size (NPS) (300 mm ) | Each | 1008.45 | 4968.15 | Each | 1008.45 | 4968.15 | 24.2.2.2 ,
24-10-b-01 | Providing and installing wooden bail plug in tubewell BSS Class 'C' working pressure : 6" Nominal Pipe Size (NPS)(150 mm) | Each | 672.3 | 3800.6 | Each | 672.3 | 3800.6 | 24.2.2.2 ,
24-10-b-02 | Providing and installing wooden bail plug in tubewell BSS Class 'C' working pressure : 8" (200 mm) Nominal Pipe Size (NPS) | Each | 840.38 | 4520.74 | Each | 840.38 | 4520.74 | 24.2.2.2 ,
24-10-b-03 | Providing and installing wooden bail plug in tubewell BSS Class 'C' working pressure : 10" (250 mm) Nominal Pipe Size (NPS) | Each | 840.38 | 5170.22 | Each | 840.38 | 5170.21 | 24.2.2.2 ,
24-10-b-04 | Providing and installing wooden bail plug in tubewell BSS Class 'C' working pressure : 12" Nominal Pipe Size (NPS) (300 mm ) | Each | 1008.45 | 5987.77 | Each | 1008.45 | 5987.77 | 24.2.2.2 ,
24-10-c-01 | Providing and installing wooden bail plug in tubewell BSS Class 'D' working pressure : 6"Nominal Pipe Size (NPS) (150 mm) | Each | 672.3 | 4438.43 | Each | 672.3 | 4438.43 | 24.2.2.2 ,
24-10-c-02 | Providing and installing wooden bail plug in tubewell BSS Class 'D' working pressure : 8" (200 mm) Nominal Pipe Size (NPS) | Each | 840.38 | 5343.17 | Each | 840.38 | 5343.17 | 24.2.2.2 ,
24-10-c-03 | Providing and installing wooden bail plug in tubewell BSS Class 'D' working pressure : 10" (250 mm) i/d | Each | 840.38 | 6053.02 | Each | 840.38 | 6053.02 | 24.2.2.2 ,
24-10-c-04 | Providing and installing wooden bail plug in tubewell BSS Class 'D' working pressure : 12" Nominal Pipe Size (NPS) (300 mm ) | Each | 1008.45 | 7002.99 | Each | 1008.45 | 7002.99 | 24.2.2.2 ,
24-10-d-01 | Providing and installing PVC bail plug in tubewell BSS Class 'D' working pressure : 6"Nominal Pipe Size (NPS) (150 mm) | Each | 672.3 | 5957.75 | Each | 672.3 | 5957.75 | 24.2.2.2 ,
24-10-d-02 | Providing and installing PVC bail plug in tubewell BSS Class 'D' working pressure : 8" (200 mm) Nominal Pipe Size (NPS) | Each | 840.38 | 7107 | Each | 840.38 | 7107 | 24.2.2.2 ,
24-10-d-03 | Providing and installing PVC bail plug in tubewell BSS Class 'D' working pressure : 10" (250 mm) i/d | Each | 840.38 | 7887.68 | Each | 840.38 | 7887.67 | 24.2.2.2 ,
24-10-d-04 | Providing and installing PVC bail plug in tubewell BSS Class 'D' working pressure : 12" Nominal Pipe Size (NPS) (300 mm ) | Each | 1008.45 | 8936.66 | Each | 1008.45 | 8936.66 | 24.2.2.2 ,
24-11-a | Providing and installing M.S. blind pipe of socketed & welded, M.S. reducer (where necessary) of approved make / quality in tubewell bore hole, including jointing/welding with strainer, etc. complete as per specifcation: 6" (150 mm) Nominal Pipe Size (NPS) 3/16" (5 mm) thick | Rft | 105.98 | 1882.92 | m | 347.71 | 6177.55 | 24.2.2,
24-11-b | Providing and installing M.S. blind pipe of522socketed & welded, M.S. reducer (wherenecessary) of approved make / quality in tubewell bore hole, including jointing/welding with strainer,etc. complete as per specifcation: 8" (200 mm) NPS 3/16" (5 mm) thick | Rft | 123.6 | 2591.58 | m | 405.52 | 8502.56 | 24.2.2,
24-11-c | Providing and installing M.S. blind pipe of522socketed & welded, M.S. reducer (wherenecessary) of approved make / quality in tubewell bore hole, including jointing/welding with strainer,etc. complete as per specifcation: 10" (250 mm) Nominal Pipe Size (NPS) 1/4" (6 mm) thick | Rft | 123.6 | 3085.17 | m | 405.52 | 10121.94 | 24.2.2,
24-11-d | Providing and installing M.S. blind pipe of522socketed & welded, M.S. reducer (wherenecessary) of approved make / quality in tubewell bore hole, including jointing/welding with strainer,etc. complete as per specifcation: 12" (300 mm) Nominal Pipe Size (NPS) 1/4" (6 mm) thick | Rft | 148.34 | 4491.97 | m | 486.69 | 14737.42 | 24.2.2,
24-12-a-01 | Providing and installing PVC blind pipe BSS522Class "B" in Tube Well Bore Hole includingSockets and Solvents and jointing with straineretc. complete : 6" Nominal Pipe Size (NPS) (150 | Rft | 30.47 | 530.21 | m | 99.97 | 1739.54 | 24.2.1.2,
24-12-a-02 | Providing and installing PVC blind pipe BSS Class \"B\" in Tube Well Bore Hole including Sockets and Solvents and jointing with strainer etc. complete : 4\" Nominal Pipe Size (NPS) (100 mm) | Rft | 30.47 | 310.67 | m | 99.97 | 1019.27 | 24.2.1.2,2
24-12-a-03 | Providing and installing PVC blind pipe BSS Class \"B\" in Tube Well Bore Hole including Sockets and Solvents and jointing with strainer etc. complete : 5\" Nominal Pipe Size (NPS) (125 mm) | Rft | 30.47 | 416.85 | m | 99.97 | 1367.63 | 24.2.1.2,2
24-12-b-01 | Providing and installing PVC blind pipe BSS522Class "C" in Tube Well Bore Hole includingSockets and Solvents and jointing with straineretc. complete : 6" Nominal Pipe Size (NPS) (150 | Rft | 30.47 | 871.09 | m | 99.97 | 2857.92 | 24.2.1.2,
24-12-b-02 | Providing and installing PVC blind pipe BSS522Class "C" in Tube Well Bore Hole includingSockets and Solvents and jointing with straineretc. complete : 8" Nominal Pipe Size (NPS) (200 | Rft | 37.87 | 992.75 | m | 124.25 | 3257.05 | 24.2.1.2,
24-12-b-03 | Providing and installing PVC blind pipe BSS Class "C" in Tube Well Bore Hole including Sockets and Solvents and jointing with strainer etc. complete : 10" Nominal Pipe Size (NPS) (250 mm) | Rft | 37.87 | 1663.46 | m | 124.25 | 5457.53 | 24.2.1.2,
24-12-b-04 | Providing and installing PVC blind pipe BSS Class "C" in Tube Well Bore Hole including Sockets and Solvents and jointing with strainer etc. complete : 12" Nominal Pipe Size (NPS) (300 mm) | Rft | 46.61 | 2666.47 | m | 152.93 | 8748.27 | 24.2.1.2,
24-12-b-05 | Providing and installing PVC blind pipe BSS Class \"C\" in Tube Well Bore Hole including Sockets and Solvents and jointing with strainer etc. complete : 4\" Nominal Pipe Size (NPS) (100 mm) | Rft | 46.61 | 409.52 | m | 152.93 | 1343.57 | 24.1.2,24.
24-12-b-06 | Providing and installing PVC blind pipe BSS Class \"C\" in Tube Well Bore Hole including Sockets and Solvents and jointing with strainer etc. complete : 5\" Nominal Pipe Size (NPS) (125 mm) | Rft | 46.61 | 603.46 | m | 152.93 | 1979.84 | 24.2.1.2,2
24-12-c-01 | Providing and installing PVC blind pipe BSS Class "D" in Tube Well Bore Hole including Sockets and Solvents and jointing with strainer etc. complete : 6" Nominal Pipe Size (NPS) (150 mm) | Rft | 30.47 | 965.17 | m | 99.97 | 3166.56 | 24.2.1.2,
24-12-c-02 | Providing and installing PVC blind pipe BSS Class "D" in Tube Well Bore Hole including Sockets and Solvents and jointing with strainer etc. complete : 8" Nominal Pipe Size (NPS) (200 mm) | Rft | 37.87 | 1288.33 | m | 124.25 | 4226.81 | 24.2.1.2,
24-12-c-03 | Providing and installing PVC blind pipe BSS Class "D" in Tube Well Bore Hole including Sockets and Solvents and jointing with strainer etc. complete : 10" Nominal Pipe Size (NPS) (250 mm) | Rft | 37.87 | 2176.4 | m | 124.25 | 7140.43 | 24.2.1.2,
24-12-c-04 | Providing and installing PVC blind pipe BSS Class "D" in Tube Well Bore Hole including Sockets and Solvents and jointing with strainer etc. complete : 12" Nominal Pipe Size (NPS) (300 mm) | Rft | 46.61 | 3031 | m | 152.93 | 9944.21 | 24.2.1.2,
24-12-c-05 | Providing and installing PVC blind pipe BSS Class \"E\" in Tube Well Bore Hole including Sockets and Solvents and jointing with strainer etc. complete : 6\" Nominal Pipe Size (NPS) (150 mm) | Rft | 30.47 | 1290.82 | m | 99.97 | 4234.99 | 24.2.1.2,
24-12-c-06 | Providing and installing PVC blind pipe BSS Class \"E\" in Tube Well Bore Hole including Sockets and Solvents and jointing with strainer etc. complete : 8\" Nominal Pipe Size (NPS) (200 mm) | Rft | 37.87 | 2012.53 | m | 124.25 | 6602.78 | 24.2.1.2,
24-12-c-07 | Providing and installing PVC blind pipe BSS Class \"E\" in Tube Well Bore Hole including Sockets and Solvents and jointing with strainer etc. complete : 10\" Nominal Pipe Size (NPS) (250 mm) | Rft | 34.14 | 3416.09 | m | 112 | 11207.63 | 24.2.1.2,
24-12-c-08 | Providing and installing PVC blind pipe BSS Class \"E\" in Tube Well Bore Hole including Sockets and Solvents and jointing with strainer etc. complete : 12\" Nominal Pipe Size (NPS) (300 mm) | Rft | 46.61 | 4759.82 | m | 152.93 | 15616.19 | 24.2.1.2,
24-12-d-01 | Providing and installing PVC Strainer BSS Class \"E\" of approved make / quality in Tube Well Bore Hole including Sockets and Solvents and jointing with strainer etc. complete : 6\" Nominal Pipe Size (NPS) (150 mm) | Rft | 30.47 | 1355.43 | m | 99.97 | 4446.94 | 24.2.1.2,
24-12-d-02 | Providing and installing PVC Strainer BSS Class \"E\" of approved make / quality in Tube Well Bore Hole including Sockets and Solvents and jointing with strainer etc. complete : 8\" Nominal Pipe Size (NPS) (200 mm) | Rft | 37.87 | 2088.47 | m | 124.25 | 6851.95 | 24.2.1.2,
24-13-a | Cleaning and washing of tubewell with air compressor in all sizes and depth, 8" i/d and above | Hour | 0 | 2184.76 | Hour | 0 | 2184.76 | 24.2.3.5,
24-13-b | Testing and developing of tubewell with DNT unit 8" i/d and above complete as per specifications | Hour | 0 | 2760.03 | Hour | 0 | 2760.03 | 24.2.3.5,
24-14 | Shrouding with graded pack gravel 3/8" (10 mm) to 1/8" (3 mm) around tubewell in bore hole complete as per specification:- | Rft | 48.99 | 88.36 | m | 160.73 | 289.88 | 24.2.3.3 ,
24-15-a | Providing, laying, cutting, jointing, testing and disinfecting grey cast iron spun pipes of approved quality in trenches with spigot and socket, caulked lead joint (BS 416 Part-1), including cost of jointing material, such as lead, yarn, etc. complete as per specifications. : 3" i/d | Rft | 58.52 | 200.16 | m | 192 | 656.7 | 24.3.5.1,
24-15-b | Providing, laying, cutting, jointing, testing and disinfecting grey cast iron spun pipes of approved quality in trenches with spigot and socket, caulked lead joint (BS 416 Part-1), including cost of jointing material, such as lead, yarn, etc. complete as per specifications : 4" i/d | Rft | 71.73 | 660.29 | m | 235.34 | 2166.32 | 24.3.5.1,
24-15-c | Providing, laying, cutting, jointing, testing and disinfecting grey cast iron spun pipes of approved quality in trenches with spigot and socket, caulked lead joint (BS 416 Part-1), including cost of jointing material, such as lead, yarn, etc. complete as per specifications : 6" i/d | Rft | 105.38 | 1292.21 | m | 345.72 | 4239.53 | 24.3.5.1,
24-15-d | Providing, laying, cutting, jointing, testing and disinfecting grey cast iron spun pipes of approved quality in trenches with spigot and socket, caulked lead joint (BS 416 Part-1), including cost of jointing material, such as lead, yarn, etc. complete as per specifications :8" i/d | Rft | 118.42 | 2159.44 | m | 388.53 | 7084.79 | 24.3.5.1,
24-15-e | Providing, laying, cutting, jointing, testing and disinfecting grey cast iron spun pipes of approved quality in trenches with spigot and socket, caulked lead joint (BS 416 Part-1), including cost of jointing material, such as lead, yarn, etc. complete as per specifications: 10" i/d | Rft | 130.43 | 2676.29 | m | 427.91 | 8780.46 | 24.3.5.1,
24-15-f | Providing, laying, cutting, jointing, testing and disinfecting grey cast iron spun pipes of approved quality in trenches with spigot and socket, caulked lead joint (BS 416 Part-1), including cost of jointing material, such as lead, yarn, etc. complete as per specifications: 12" i/d | Rft | 142.43 | 3003.78 | m | 467.28 | 9854.92 | 24.3.5.1,
24-16-a-01 | Providing, laying, cutting, jointing, testing and522disinfecting GI pipeline in trenches, with socketjoint, using GI pipes of EN 10255 - 2004 (Heavy Approved Quality) including specials etc.Complete as per specifications. H" Nominal Pipe Size (NPS) | Rft | 8.72 | 198.71 | m | 28.59 | 651.94 | 24.3.5.3,
24-16-a-02 | Providing, laying, cutting, jointing, testing and522disinfecting GI pipeline in trenches, with socketjoint, using GI pipes of EN 10255 - 2004 (Heavy Approved Quality) including specials etc. complete as per specifications. 3/4" Nominal Pipe Size (NPS) | Rft | 10.01 | 254.81 | m | 32.84 | 835.98 | 24.3.5.3,
24-16-a-03 | Providing, laying, cutting, jointing, testing and522disinfecting GI pipeline in trenches, with socketjoint, using GI pipes of EN 10255 - 2004 (Heavy Approved Quality ) including specials etc.Complete as per specifications 1" Nominal Pipe Size (NPS) | Rft | 10.01 | 385.01 | m | 32.84 | 1263.15 | 24.3.5.3,
24-16-a-04 | Providing, laying, cutting, jointing, testing and522disinfecting GI pipeline in trenches, with socketjoint, using GI pipes of EN 10255 - 2004 (Heavy Approved Quality ) including specials etc.Complete as per specifications 1/" Nominal Pipe Size (NPS) | Rft | 11.6 | 494.96 | m | 38.07 | 1623.87 | 24.3.5.3,
24-16-a-05 | Providing, laying, cutting, jointing, testing and522disinfecting GI pipeline in trenches, with socketjoint, using GI pipes of EN 10255 - 2004 (Heavy Approved Quality ) including specials etc.Complete as per specifications 'H/2" Nominal Pipe Size (NPS) | Rft | 11.6 | 568.81 | m | 38.07 | 1866.18 | 24.3.5.3,
24-16-a-06 | Providing, laying, cutting, jointing, testing and522disinfecting GI pipeline in trenches, with socketjoint, using GI pipes of EN 10255 - 2004 (Heavy Approved Quality ) including specials etc.Complete as per specifications '2" Nominal Pipe Size (NPS) | Rft | 12.05 | 794.78 | m | 39.54 | 2607.53 | 24.3.5.3,
24-16-a-07 | Providing, laying, cutting, jointing, testing and disinfecting GI pipeline in trenches, with socket joint, using GI pipes of EN 10255 - 2004 (Medium Approved Quality ) including specials etc.Complete as per specifications ’21/" Nominal Pipe Size (NPS) | Rft | 12.45 | 1013.25 | m | 40.85 | 3324.3 | 24.3.5.3,
24-16-a-08 | Providing, laying, cutting, jointing, testing and disinfecting GI pipeline in trenches, with socket joint, using GI pipes of EN 10255 - 2004 (Heavy Approved Quality ) including specials etc.Complete as per specifications 3" Nominal Pipe Size (NPS) | Rft | 13.94 | 1310.6 | m | 45.75 | 4299.87 | 24.3.5.3,
24-16-a-09 | Providing, laying, cutting, jointing, testing and disinfecting GI pipeline in trenches, with socket joint, using GI pipes of EN 10255 - 2004 (Heavy Approved Quality ) including specials etc.Complete as per specifications 4" Nominal Pipe Size (NPS) | Rft | 15.09 | 1900.06 | m | 49.51 | 6233.81 | 24.3.5.3,
24-16-a-10 | Providing, laying, cutting, jointing, testing and disinfecting GI pipeline in trenches, with socket joint, using GI pipes of EN 10255 - 2004 (Heavy Approved Quality ) including specials etc.Complete as per specifications 5" Nominal Pipe Size (NPS) | Rft | 17.43 | 2581.54 | m | 57.19 | 8469.62 | 24.3.5.3,
24-16-a-11 | Providing, laying, cutting, jointing, testing and disinfecting GI pipeline in trenches, with socket joint, using GI pipes of EN 10255 - 2004 (Heavy Approved Quality ) including specials etc.Complete as per specifications 6" Nominal Pipe Size (NPS) | Rft | 17.43 | 3038.27 | m | 57.19 | 9968.07 | 24.3.5.3,
24-16-a-12 | Providing, laying, cutting, jointing, testing and disinfecting GI pipeline in trenches, with socket joint, using GI pipes of EN 10255 - 2004 (Heavy Approved Quality ) including specials etc.Complete as per specifications 8" Nominal Pipe Size (NPS) | Rft | 17.43 | 4784.74 | m | 57.19 | 15697.97 | 24.3.5.3,
24-16-b-01 | Providing, laying, cutting, jointing, testing and disinfecting GI pipeline in trenches, with socket joint, using GI pipes of EN 10255 - 2004 (Medium Quality) including specials etc.Complete as per specifications Nominal Pipe Size (NPS) | Rft | 8.72 | 181.44 | m | 28.59 | 595.26 | 24.3.5.3,
24-16-b-02 | Providing, laying, cutting, jointing, testing and disinfecting GI pipeline in trenches, with socket joint, using GI pipes of EN 10255 - 2004 (Medium Approved Quality ) including specials etc. complete as per specifications. 3/4" Nominal Pipe Size (NPS) | Rft | 10.01 | 232.56 | m | 32.84 | 762.98 | 24.3.5.3,
24-16-b-03 | Providing, laying, cutting, jointing, testing and disinfecting GI pipeline in trenches, with socket joint, using GI pipes of EN 10255 - 2004 (Medium Approved Quality ) including specials etc.Complete as per specifications 1" Nominal Pipe Size (NPS) | Rft | 10.01 | 350.93 | m | 32.84 | 1151.34 | 24.3.5.3,
24-16-b-04 | Providing, laying, cutting, jointing, testing and disinfecting GI pipeline in trenches, with socket joint, using GI pipes of EN 10255 - 2004 (Medium Approved Quality ) including specials etc.Complete as per specifications 1W Nominal Pipe Size (NPS) | Rft | 11.6 | 451.01 | m | 38.07 | 1479.68 | 24.3.5.3,
24-16-b-05 | Providing, laying, cutting, jointing, testing and disinfecting GI pipeline in trenches, with socket joint, using GI pipes of EN 10255 - 2004 (Medium Approved Quality ) including specials etc.Complete as per specifications '1^" Nominal Pipe Size (NPS) | Rft | 11.6 | 518.17 | m | 38.07 | 1700.03 | 24.3.5.3,
24-16-b-06 | Providing, laying, cutting, jointing, testing and disinfecting GI pipeline in trenches, with socket joint, using GI pipes of EN 10255 - 2004 (Medium Approved Quality ) including specials etc.Complete as per specifications '2" Nominal Pipe Size (NPS) | Rft | 12.05 | 723.61 | m | 39.54 | 2374.05 | 24.3.5.3,
24-16-b-07 | Providing, laying, cutting, jointing, testing and disinfecting GI pipeline in trenches, with socket joint, using GI pipes of EN 10255 - 2004 (Medium Approved Quality ) including specials etc.Complete as per specifications ’21/" Nominal Pipe Size (NPS) | Rft | 12.45 | 922.27 | m | 40.85 | 3025.81 | 24.3.5.3,
24-16-b-08 | Providing, laying, cutting, jointing, testing and disinfecting GI pipeline in trenches, with socket joint, using GI pipes of EN 10255 - 2004 (Medium Approved Quality ) including specials etc.Complete as per specifications 3" Nominal Pipe Size (NPS) | Rft | 13.94 | 1192.72 | m | 45.75 | 3913.12 | 24.3.5.3,
24-16-b-09 | Providing, laying, cutting, jointing, testing and disinfecting GI pipeline in trenches, with socket joint, using GI pipes of EN 10255 - 2004 (Medium Approved Quality ) including specials etc.Complete as per specifications 4" Nominal Pipe Size (NPS) | Rft | 15.09 | 1728.71 | m | 49.51 | 5671.61 | 24.3.5.3,
24-16-b-10 | Providing, laying, cutting, jointing, testing and disinfecting GI pipeline in trenches, with socket joint, using GI pipes of EN 10255 - 2004 (Medium Approved Quality ) including specials etc.Complete as per specifications 5" Nominal Pipe Size (NPS) | Rft | 17.43 | 2348.44 | m | 57.19 | 7704.87 | 24.3.5.3,
24-16-b-11 | Providing, laying, cutting, jointing, testing and disinfecting GI pipeline in trenches, with socket joint, using GI pipes of EN 10255 - 2004 (Medium Approved Quality ) including specials etc.Complete as per specifications 6" Nominal Pipe Size (NPS) | Rft | 17.43 | 2763.65 | m | 57.19 | 9067.09 | 24.3.5.3,
24-16-c-01 | Providing, laying, cutting, jointing, testing and disinfecting GI pipeline in trenches, with socket joint, using GI pipes of EN 10255 - 2004 (Approved Light quality ) including specials etc. complete as per specifications. 1/2" Nominal Pipe Size (NPS) | Rft | 8.72 | 146.61 | m | 28.59 | 481.01 | 24.3.5.3,
24-16-c-02 | Providing, laying, cutting, jointing, testing and522disinfecting GI pipeline in trenches, with socketjoint, using GI pipes of EN 10255 - 2004 (Approved Light quality ) including specials etc. complete as per specifications. 3/4" Nominal Pipe Size (NPS) | Rft | 10.01 | 209.17 | m | 32.84 | 686.24 | 24.3.5.3,
24-16-c-03 | Providing, laying, cutting, jointing, testing and522disinfecting GI pipeline in trenches, with socketjoint, using GI pipes of EN 10255 - 2004 (Approved Light quality ) including specials etc.Complete as per specifications 1" Nominal Pipe Size (NPS) | Rft | 10.01 | 294.51 | m | 32.84 | 966.24 | 24.3.5.3,
24-16-c-04 | Providing, laying, cutting, jointing, testing and522disinfecting GI pipeline in trenches, with socketjoint, using GI pipes of EN 10255 - 2004 (Approved Light quality ) including specials etc.Complete as per specifications 1/4" Nominal Pipe Size (NPS) | Rft | 11.6 | 379.42 | m | 38.07 | 1244.83 | 24.3.5.3,
24-16-c-05 | Providing, laying, cutting, jointing, testing and522disinfecting GI pipeline in trenches, with socketjoint, using GI pipes of EN 10255 - 2004 (Approved Light quality ) including specials etc.Complete as per specifications '1/" Nominal Pipe Size (NPS) | Rft | 11.6 | 480.75 | m | 38.07 | 1577.27 | 24.3.5.3,
24-16-c-06 | Providing, laying, cutting, jointing, testing and522disinfecting GI pipeline in trenches, with socketjoint, using GI pipes of EN 10255 - 2004 (Approved Light quality ) including specials etc.Complete as per specifications '2" Nominal Pipe Size (NPS) | Rft | 12.05 | 603.72 | m | 39.54 | 1980.71 | 24.3.5.3,
24-16-c-07 | Providing, laying, cutting, jointing, testing and522disinfecting GI pipeline in trenches, with socketjoint, using GI pipes of EN 10255 - 2004 (Approved Light quality ) including specials etc.Complete as per specifications ’21/2" Nominal Pipe Size (NPS) | Rft | 12.45 | 835.08 | m | 40.85 | 2739.76 | 24.3.5.3,
24-16-c-08 | Providing, laying, cutting, jointing, testing and disinfecting GI pipeline in trenches, with socket joint, using GI pipes of EN 10255 - 2004 (Approved Light quality ) including specials etc.Complete as per specifications 3" Nominal Pipe Size (NPS) | Rft | 13.94 | 979.41 | m | 45.75 | 3213.29 | 24.3.5.3,
24-16-c-09 | Providing, laying, cutting, jointing, testing and disinfecting GI pipeline in trenches, with socket joint, using GI pipes of EN 10255 - 2004 (Approved Light quality ) including specials etc.Complete as per specifications 4" Nominal Pipe Size (NPS) | Rft | 15.09 | 1399.26 | m | 49.51 | 4590.75 | 24.3.5.3,
24-16-c-10 | Providing, laying, cutting, jointing, testing and disinfecting GI pipeline in trenches, with socket joint, using GI pipes of EN 10255 - 2004 (Approved Light quality ) including specials etc.Complete as per specifications 5" Nominal Pipe Size (NPS) | Rft | 17.43 | 1995.72 | m | 57.19 | 6547.64 | 24.3.5.3,
24-16-c-11 | Providing, laying, cutting, jointing, testing and disinfecting GI pipeline in trenches, with socket joint, using GI pipes of EN 10255 - 2004 (Approved Light quality ) including specials etc.Complete as per specifications 6" Nominal Pipe Size (NPS) | Rft | 17.43 | 2413.01 | m | 57.19 | 7916.71 | 24.3.5.3,
24-16-c-12 | Providing, laying, cutting, jointing, testing and disinfecting GI pipeline in trenches, with socket joint, using GI pipes of EN 10255 - 2004 (Approved Extra Light quality ) including specials etc. complete as per specifications except excavation. 1/2\" Nominal Pipe Size (NPS) | Rft | 8.72 | 134.09 | m | 28.59 | 439.93 | 24.3.5.3,
24-16-c-13 | Providing, laying, cutting, jointing, testing and disinfecting GI pipeline in trenches, with socket joint, using GI pipes of EN 10255 - 2004 (Approved Extra Light quality ) including specials etc. complete as per specifications except excavation. 3/4\" Nominal Pipe Size (NPS) | Rft | 10.01 | 187.1 | m | 32.84 | 613.86 | 24.3.5.3,
24-16-c-14 | Providing, laying, cutting, jointing, testing and disinfecting GI pipeline in trenches, with socket joint, using GI pipes of EN 10255 - 2004 (Approved Extra Light quality ) including specials etc. complete as per specifications except excavation. 1\" Nominal Pipe Size (NPS) | Rft | 10.01 | 265.57 | m | 32.84 | 871.3 | 24.3.5.3,
24-16-c-15 | Providing, laying, cutting, jointing, testing and disinfecting GI pipeline in trenches, with socket joint, using GI pipes of EN 10255 - 2004 (Approved Extra Light quality ) including specials etc. complete as per specifications except excavation. 1 1/4\" Nominal Pipe Size (NPS) | Rft | 11.6 | 342.45 | m | 38.07 | 1123.53 | 24.3.5.3,
24-16-c-16 | Providing, laying, cutting, jointing, testing and disinfecting GI pipeline in trenches, with socket joint, using GI pipes of EN 10255 - 2004 (Approved Extra Light quality ) including specials etc. complete as per specifications except excavation. 1 1/2\" Nominal Pipe Size (NPS) | Rft | 11.6 | 434.06 | m | 38.07 | 1424.09 | 24.3.5.3,
24-16-c-17 | Providing, laying, cutting, jointing, testing and disinfecting GI pipeline in trenches, with socket joint, using GI pipes of EN 10255 - 2004 (Approved Extra Light quality ) including specials etc. complete as per specifications except excavation. 2\" Nominal Pipe Size (NPS) | Rft | 12.05 | 545.34 | m | 39.54 | 1789.18 | 24.3.5.3,
24-16-c-18 | Providing, laying, cutting, jointing, testing and disinfecting GI pipeline in trenches, with socket joint, using GI pipes of EN 10255 - 2004 (Approved Extra Light quality ) including specials etc. complete as per specifications except excavation. 2 1/2\" Nominal Pipe Size (NPS) | Rft | 12.45 | 763.98 | m | 40.85 | 2506.48 | 24.3.5.3,
24-16-c-19 | Providing, laying, cutting, jointing, testing and disinfecting GI pipeline in trenches, with socket joint, using GI pipes of EN 10255 - 2004 (Approved Extra Light quality ) including specials etc. complete as per specifications except excavation. 3\" Nominal Pipe Size (NPS) | Rft | 13.94 | 889.62 | m | 45.75 | 2918.7 | 24.3.5.3,
24-16-c-20 | Providing, laying, cutting, jointing, testing and disinfecting GI pipeline in trenches, with socket joint, using GI pipes of EN 10255 - 2004 (Approved Extra Light quality ) including specials etc. complete as per specifications except excavation. 4\" Nominal Pipe Size (NPS) | Rft | 15.09 | 1268.14 | m | 49.51 | 4160.56 | 24.3.5.3,
24-16-c-21 | Providing, laying, cutting, jointing, testing and disinfecting GI pipeline in trenches, with socket joint, using GI pipes of EN 10255 - 2004 (Approved Extra Light quality ) including specials etc. complete as per specifications except excavation. 5\" Nominal Pipe Size (NPS) | Rft | 17.43 | 1765.86 | m | 57.19 | 5793.5 | 24.3.5.3,
24-16-c-22 | Providing, laying, cutting, jointing, testing and disinfecting GI pipeline in trenches, with socket joint, using GI pipes of EN 10255 - 2004 (Approved Extra Light quality ) including specials etc. complete as per specifications except excavation. 6\" Nominal Pipe Size (NPS) | Rft | 17.43 | 2077.14 | m | 57.19 | 6814.75 | 24.3.5.3,
24-16-c-23 | Providing, laying, cutting, jointing, testing and disinfecting GI pipeline in trenches, with socket joint, using GI pipes of EN 10255 - 2004 (Approved Extra Light quality ) including specials etc. complete as per specifications except excavation. 8\" Nominal Pipe Size (NPS) | Rft | 52.29 | 3185.88 | m | 171.56 | 10452.36 | 24.3.5.3,
24-17-a-01 | Providing laying, cutting, jointing, testing & disinfecting AC pipeline of BSS with "B" Class working pressure pipe in trenches with cement joint & rubbering complete in all respect: 3" Nominal Pipe Size (NPS) | Rft | 17.12 | 303.86 | m | 56.16 | 996.91 | 24.3.5.3,
24-17-a-02 | Providing laying, cutting, jointing, testing & disinfecting AC pipeline of BSS with "B" Class working pressure pipe in trenches with cement joint & rubbering complete in all respect: 4" Nominal Pipe Size (NPS) | Rft | 50.53 | 427.18 | m | 165.78 | 1401.5 | 24.3.5.5,
24-17-a-03 | Providing laying, cutting, jointing, testing & disinfecting AC pipeline of BSS with "B" Class working pressure pipe in trenches with cement joint & rubbering complete in all respect: 6" Nominal Pipe Size (NPS) | Rft | 54.87 | 655.08 | m | 180.03 | 2149.22 | 24.3.5.5,
24-17-a-04 | Providing laying, cutting, jointing, testing & disinfecting AC pipeline of BSS with "B" Class working pressure pipe in trenches with cement joint & rubbering complete in all respect: 8" Nominal Pipe Size (NPS) | Rft | 61.15 | 1075.68 | m | 200.64 | 3529.13 | 24.3.5.5,
24-17-a-05 | Providing laying, cutting, jointing, testing & disinfecting AC pipeline of BSS with "B" Class working pressure pipe in trenches with cement joint & rubbering complete in all respect: 10" Nominal Pipe Size (NPS) | Rft | 69.63 | 1452.3 | m | 228.45 | 4764.77 | 24.3.5.5,
24-17-a-06 | Providing laying, cutting, jointing, testing & disinfecting AC pipeline of BSS with "B" Class working pressure pipe in trenches with cement joint & rubbering complete in all respect: 12" Nominal Pipe Size (NPS) | Rft | 78.03 | 1909.04 | m | 256.01 | 6263.24 | 24.3.5.5,
24-17-a-07 | Providing laying, cutting, jointing, testing & disinfecting AC pipeline of BSS with "B" Class working pressure pipe in trenches with cement joint & rubbering complete in all respect: 14" Nominal Pipe Size (NPS) | Rft | 82.79 | 3676.76 | m | 271.63 | 12062.87 | 24.3.5.5,
24-17-a-08 | Providing laying, cutting, jointing, testing & disinfecting AC pipeline of BSS with "B" Class working pressure pipe in trenches with cement joint & rubbering complete in all respect: 16" Nominal Pipe Size (NPS) | Rft | 88.84 | 4570.98 | m | 291.48 | 14996.65 | 24.3.5.5,
24-17-a-09 | Providing laying, cutting, jointing, testing & disinfecting AC pipeline of BSS with "B" Class working pressure pipe in trenches with cement joint & rubbering complete in all respect: 18" Nominal Pipe Size (NPS) | Rft | 96.44 | 4578.57 | m | 316.4 | 15021.57 | 24.3.5.5,
24-17-a-10 | Providing laying, cutting, jointing, testing & disinfecting AC pipeline of BSS with "B" Class working pressure pipe in trenches with cement joint & rubbering complete in all respect: 20" Nominal Pipe Size (NPS) | Rft | 115.99 | 5635.74 | m | 380.55 | 18489.95 | 24.3.5.5,
24-17-a-11 | Providing laying, cutting, jointing, testing & disinfecting AC pipeline of BSS with "B" Class working pressure pipe in trenches with cement joint & rubbering complete in all respect: 24" Nominal Pipe Size (NPS) | Rft | 125.94 | 7762.22 | m | 413.2 | 25466.6 | 24.3.5.5,
24-17-b-01 | Providing laying, cutting, jointing, testing & disinfecting AC pipeline of BSS with "C" Class working pressure pipe in trenches with cement joint & rubbering complete in all respect: 4" Nominal Pipe Size (NPS) | Rft | 50.53 | 467.27 | m | 165.78 | 1533.05 | 24.3.6 ,
24-17-b-02 | Providing laying, cutting, jointing, testing & disinfecting AC pipeline of BSS with "C" Class working pressure pipe in trenches with cement joint & rubbering complete in all respect: 6" Nominal Pipe Size (NPS) | Rft | 54.87 | 779.01 | m | 180.03 | 2555.82 | 24.3.6 ,
24-17-b-03 | Providing laying, cutting, jointing, testing & disinfecting AC pipeline of BSS with "C" Class working pressure pipe in trenches with cement joint & rubbering complete in all respect: 8" Nominal Pipe Size (NPS) | Rft | 61.15 | 1211.76 | m | 200.64 | 3975.59 | 24.3.6 ,
24-17-b-04 | Providing laying, cutting, jointing, testing & disinfecting AC pipeline of BSS with "C" Class working pressure pipe in trenches with cement joint & rubbering complete in all respect: 10" Nominal Pipe Size (NPS) | Rft | 70.34 | 1677.79 | m | 230.78 | 5504.55 | 24.3.6 ,
24-17-b-05 | Providing laying, cutting, jointing, testing & disinfecting AC pipeline of BSS with "C" Class working pressure pipe in trenches with cement joint & rubbering complete in all respect: 12" Nominal Pipe Size (NPS) | Rft | 78.98 | 2320.65 | m | 259.11 | 7613.69 | 24.3.6 ,
24-17-b-06 | Providing laying, cutting, jointing, testing & disinfecting AC pipeline of BSS with "C" Class working pressure pipe in trenches with cement joint & rubbering complete in all respect: 14" Nominal Pipe Size (NPS) | Rft | 82.79 | 4227.16 | m | 271.63 | 13868.63 | 24.3.6 ,
24-17-b-07 | Providing laying, cutting, jointing, testing & disinfecting AC pipeline of BSS with "C" Class working pressure pipe in trenches with cement joint & rubbering complete in all respect: 16" Nominal Pipe Size (NPS) | Rft | 89.91 | 5395.81 | m | 294.97 | 17702.8 | 24.3.6 ,
24-17-b-08 | Providing laying, cutting, jointing, testing & disinfecting AC pipeline of BSS with "C" Class working pressure pipe in trenches with cement joint & rubbering complete in all respect: 18" Nominal Pipe Size (NPS) | Rft | 95.14 | 6606.32 | m | 312.13 | 21674.29 | 24.3.6 ,
24-17-b-09 | Providing laying, cutting, jointing, testing & disinfecting AC pipeline of BSS with "C" Class working pressure pipe in trenches with cement joint & rubbering complete in all respect: 20" Nominal Pipe Size (NPS) | Rft | 111.5 | 7861.98 | m | 365.8 | 25793.9 | 24.3.6 ,
24-17-b-10 | Providing laying, cutting, jointing, testing & disinfecting AC pipeline of BSS with "C" Class working pressure pipe in trenches with cement joint & rubbering complete in all respect: 24" Nominal Pipe Size (NPS) | Rft | 125.94 | 11059.73 | m | 413.2 | 36285.2 | 24.3.6 ,
24-17-c-01 | Providing laying, cutting, jointing, testing & disinfecting AC pipeline of BSS with "D" Class working pressure pipe in trenches with cement joint & rubbering complete in all respect: 4" Nominal Pipe Size (NPS) | Rft | 59.28 | 535.56 | m | 194.49 | 1757.09 | 24.3.6 ,
24-17-c-02 | Providing laying, cutting, jointing, testing & disinfecting AC pipeline of BSS with "D" Class working pressure pipe in trenches with cement joint & rubbering complete in all respect: 6" Nominal Pipe Size (NPS) | Rft | 54.4 | 927.99 | m | 178.48 | 3044.57 | 24.3.6 ,
24-17-c-03 | Providing laying, cutting, jointing, testing & disinfecting AC pipeline of BSS with "D" Class working pressure pipe in trenches with cement joint & rubbering complete in all respect: 8" Nominal Pipe Size (NPS) | Rft | 60.56 | 1613.33 | m | 198.7 | 5293.09 | 24.3.6 ,
24-17-c-04 | Providing laying, cutting, jointing, testing & disinfecting AC pipeline of BSS with "D" Class working pressure pipe in trenches with cement joint & rubbering complete in all respect: 10" Nominal Pipe Size (NPS) | Rft | 69.63 | 2365.98 | m | 228.45 | 7762.41 | 24.3.6 ,
24-17-c-05 | Providing laying, cutting, jointing, testing & disinfecting AC pipeline of BSS with "D" Class working pressure pipe in trenches with cement joint & rubbering complete in all respect: 12" Nominal Pipe Size (NPS) | Rft | 78.03 | 3437.51 | m | 256.01 | 11277.9 | 24.3.6 ,
24-17-c-06 | Providing laying, cutting, jointing, testing & disinfecting AC pipeline of BSS with "D" Class working pressure pipe in trenches with cement joint & rubbering complete in all respect: 14" Nominal Pipe Size (NPS) | Rft | 82.79 | 6090.97 | m | 271.63 | 19983.49 | 24.3.6 ,
24-17-c-07 | Providing laying, cutting, jointing, testing &522disinfecting AC pipeline of BSS with "D" Class working pressure pipe in trenches with cement joint & rubbering complete in all respect: 16" Nominal Pipe Size (NPS) | Rft | 88.84 | 7858.77 | m | 291.48 | 25783.36 | 24.3.6 ,
24-17-c-08 | Providing laying, cutting, jointing, testing &522disinfecting AC pipeline of BSS with "D" Class working pressure pipe in trenches with cement joint & rubbering complete in all respect: 18" Nominal Pipe Size (NPS) | Rft | 95.14 | 9453.07 | m | 312.13 | 31014 | 24.3.6 ,
24-17-c-09 | Providing laying, cutting, jointing, testing &522disinfecting AC pipeline of BSS with "D" Class working pressure pipe in trenches with cement joint & rubbering complete in all respect: 20" Nominal Pipe Size (NPS) | Rft | 111.5 | 11533.71 | m | 365.8 | 37840.26 | 24.3.6 ,
24-17-c-10 | Providing laying, cutting, jointing, testing &522disinfecting AC pipeline of BSS with "D" Class working pressure pipe in trenches with cement joint & rubbering complete in all respect: 24" Nominal Pipe Size (NPS) | Rft | 125.94 | 16642.65 | m | 413.2 | 54601.87 | 24.3.6 ,
24-18-a-01 | Providing, laying, cutting, jointing, testing and522disinfecting UPVC pressure pipeline in trenches(conforming to BS 3505 manufactured ) jointed with socket, elbow, tee, bend and plug bendetc.manufactured by the respective manufacturer complete as per specifications. UPVC Pressure Pipes Class B (6 Bar) 3" Nominal Pipe Size (NPS) | Rft | 8.72 | 192.53 | m | 28.59 | 631.65 | 24.3.5.4,
24-18-a-02 | Providing, laying, cutting, jointing, testing and522disinfecting UPVC pressure pipeline in trenches(conforming to BS 3505 manufactured ) jointed with socket, elbow, tee, bend and plug bendetc.manufactured by the respective manufacturer complete as per specifications. UPVC Pressure Pipes Class B (6 Bar) 4" Nominal Pipe Size (NPS) | Rft | 11.6 | 291.35 | m | 38.07 | 955.88 | 24.3.5.4,
24-18-a-03 | Providing, laying, cutting, jointing, testing and522disinfecting UPVC pressure pipeline in trenches(conforming to BS 3505 manufactured ) jointed with socket, elbow, tee, bend and plug bendetc.manufactured by the respective manufacturer complete as per specifications. UPVC Pressure Pipes Class B (6 Bar) 5" Nominal Pipe Size (NPS) | Rft | 13.94 | 401.21 | m | 45.75 | 1316.3 | 24.3.5.4,
24-18-a-04 | Providing, laying, cutting, jointing, testing and522disinfecting UPVC pressure pipeline in trenches(conforming to BS 3505 manufactured ) jointed with socket, elbow, tee, bend and plug bendetc.manufactured by the respective manufacturer complete as per specifications. UPVC Pressure Pipes Class B (6 Bar) 6" Nominal Pipe Size (NPS) | Rft | 13.94 | 514.57 | m | 45.75 | 1688.21 | 24.3.5.4,
24-18-a-05 | Providing, laying, cutting, jointing, testing and522disinfecting UPVC pressure pipeline in trenches(conforming to BS 3505 manufactured ) jointed with socket, elbow, tee, bend and plug bendetc.manufactured by the respective manufacturer complete as per specifications. UPVC Pressure Pipes Class B (6 Bar) 8" Nominal Pipe Size (NPS) | Rft | 19.87 | 763.93 | m | 65.19 | 2506.33 | 24.3.5.4,
24-18-a-06 | Providing, laying, cutting, jointing, testing and522disinfecting UPVC pressure pipeline in trenches(conforming to BS 3505 manufactured ) jointed with socket, elbow, tee, bend and plug bendetc.manufactured by the respective manufacturer complete as per specifications. UPVC Pressure Pipes Class B (6 Bar) 10" Nominal Pipe Size (NPS) | Rft | 27.89 | 1112.05 | m | 91.5 | 3648.47 | 24.3.5.4,
24-18-a-07 | Providing, laying, cutting, jointing, testing and522disinfecting UPVC pressure pipeline in trenches(conforming to BS 3505 manufactured ) jointed with socket, elbow, tee, bend and plug bendetc.manufactured by the respective manufacturer complete as per specifications. UPVC Pressure Pipes Class B (6 Bar) 12" Nominal Pipe Size (NPS) | Rft | 34.86 | 1687.42 | m | 114.37 | 5536.16 | 24.3.5.4,
24-18-b-01 | Providing, laying, cutting, jointing, testing and522disinfecting UPVC pressure pipeline in trenches(conforming to BS 3505 manufactured ) jointed with socket, elbow, tee, bend and plug bendetc.manufactured by the respective manufacturer complete as per specifications. UPVC Pressure Pipes Class C (9 Bar) 2.5" Nominal Pipe Size (NPS) | Rft | 8.72 | 122.21 | m | 28.59 | 400.95 | 24.3.5.4,
24-18-b-02 | Providing, laying, cutting, jointing, testing and522disinfecting UPVC pressure pipeline in trenches(conforming to BS 3505 manufactured ) jointed with socket, elbow, tee, bend and plug bendetc.manufactured by the respective manufacturer complete as per specifications. UPVC Pressure Pipes Class C (9 Bar) 3" Nominal Pipe Size (NPS) | Rft | 6.97 | 173.47 | m | 22.87 | 569.14 | 24.3.5.4,
24-18-b-03 | Providing, laying, cutting, jointing, testing and522disinfecting UPVC pressure pipeline in trenches(conforming to BS 3505 manufactured ) jointed with socket, elbow, tee, bend and plug bendetc.manufactured by the respective manufacturer complete as per specifications. UPVC Pressure Pipes Class C (9 Bar) 4" Nominal Pipe Size (NPS) | Rft | 8.72 | 233.27 | m | 28.59 | 765.31 | 24.3.5.4,
24-18-b-04 | Providing, laying, cutting, jointing, testing and522disinfecting UPVC pressure pipeline in trenches(conforming to BS 3505 manufactured ) jointed with socket, elbow, tee, bend and plug bendetc.manufactured by the respective manufacturer complete as per specifications. UPVC Pressure Pipes Class C (9 Bar) 5" Nominal Pipe Size (NPS) | Rft | 11.6 | 370.84 | m | 38.07 | 1216.68 | 24.3.5.4,
24-18-b-05 | Providing, laying, cutting, jointing, testing and522disinfecting UPVC pressure pipeline in trenches(conforming to BS 3505 manufactured ) jointed with socket, elbow, tee, bend and plug bendetc.manufactured by the respective manufacturer complete as per specifications. UPVC Pressure Pipes Class C (9 Bar) 6" Nominal Pipe Size (NPS) | Rft | 13.94 | 569.24 | m | 45.75 | 1867.59 | 24.3.5.4,
24-18-b-06 | Providing, laying, cutting, jointing, testing and522disinfecting UPVC pressure pipeline in trenches(conforming to BS 3505 manufactured ) jointed with socket, elbow, tee, bend and plug bendetc.manufactured by the respective manufacturer complete as per specifications. UPVC Pressure Pipes Class C (9 Bar) 8" Nominal Pipe Size (NPS) | Rft | 13.94 | 855.45 | m | 45.75 | 2806.59 | 24.3.5.4,
24-18-b-07 | Providing, laying, cutting, jointing, testing and522disinfecting UPVC pressure pipeline in trenches(conforming to BS 3505 manufactured ) jointed with socket, elbow, tee, bend and plug bendetc.manufactured by the respective manufacturer complete as per specifications. UPVC Pressure Pipes Class C (9 Bar) 10" Nominal Pipe Size (NPS) | Rft | 19.87 | 975.73 | m | 65.19 | 3201.23 | 24.3.5.4,
24-18-b-08 | Providing, laying, cutting, jointing, testing and522disinfecting UPVC pressure pipeline in trenches(conforming to BS 3505 manufactured ) jointed with socket, elbow, tee, bend and plug bendetc.manufactured by the respective manufacturer complete as per specifications. UPVC Pressure Pipes Class C (6 Bar) 12" Nominal Pipe Size (NPS) | Rft | 27.89 | 1654.58 | m | 91.5 | 5428.42 | 24.3.5.4,
24-18-b-09 | Providing, laying, cutting, jointing, testing and disinfecting UPVC pressure pipeline in trenches (conforming to BS 3505 manufactured ) jointed with socket, elbow, tee, bend and plug bend etc.manufactured by the respective manufacturer complete as per specifications UPVC Pressure Pipes Class C (6 Bar) except excavation. 12\" Nominal Pipe Size (NPS) | Rft | 34.86 | 2655.97 | m | 114.37 | 8713.82 | 24.3.5.4,
24-18-c-01 | Providing, laying, cutting, jointing, testing and522disinfecting UPVC pressure pipeline in trenches(conforming to BS 3505 manufactured ) jointed with socket, elbow, tee, bend and plug bendetc.manufactured by the respective manufacturer complete as per specifications. uPVC Pressure Pipes Class D (12 Bar) 1.25" Nominal Pipe Size (NPS) | Rft | 2.99 | 69.67 | m | 9.8 | 228.58 | 24.3.5.4,
24-18-c-02 | Providing, laying, cutting, jointing, testing and disinfecting UPVC pressure pipeline in trenches (conforming to BS 3505 manufactured ) jointed with socket, elbow, tee, bend and plug bend522etc.manufactured by the respective manufacturer complete as per specifications. uPVC Pressure Pipes Class D (12 Bar) 1.5" Nominal Pipe Size (NPS) | Rft | 4.68 | 92.2 | m | 15.36 | 302.48 | 24.3.5.4,
24-18-c-03 | Providing, laying, cutting, jointing, testing and disinfecting UPVC pressure pipeline in trenches (conforming to BS 3505 manufactured ) jointed with socket, elbow, tee, bend and plug bend522etc.manufactured by the respective manufacturer complete as per specifications. uPVC Pressure Pipes Class D (12 Bar) 2" Nominal Pipe Size (NPS) | Rft | 6.97 | 139.72 | m | 22.87 | 458.41 | 24.3.5.4,
24-18-c-04 | Providing, laying, cutting, jointing, testing and disinfecting UPVC pressure pipeline in trenches (conforming to BS 3505 manufactured ) jointed with socket, elbow, tee, bend and plug bend522etc.manufactured by the respective manufacturer complete as per specifications. uPVC Pressure Pipes Class D (12 Bar) 2.5" Nominal Pipe Size (NPS) | Rft | 6.97 | 212.51 | m | 22.87 | 697.2 | 24.3.5.4,
24-18-c-05 | Providing, laying, cutting, jointing, testing and disinfecting UPVC pressure pipeline in trenches (conforming to BS 3505 manufactured ) jointed with socket, elbow, tee, bend and plug bend522etc.manufactured by the respective manufacturer complete as per specifications. uPVC Pressure Pipes Class D (12 Bar) 3" Nominal Pipe Size (NPS) | Rft | 8.72 | 304.36 | m | 28.59 | 998.55 | 24.3.5.4,
24-18-c-06 | Providing, laying, cutting, jointing, testing and disinfecting UPVC pressure pipeline in trenches (conforming to BS 3505 manufactured ) jointed with socket, elbow, tee, bend and plug bend522etc.manufactured by the respective manufacturer complete as per specifications. uPVC Pressure Pipes Class D (12 Bar) 4" Nominal Pipe Size (NPS) | Rft | 11.6 | 497.33 | m | 38.07 | 1631.66 | 24.3.5.4,
24-18-c-07 | Providing, laying, cutting, jointing, testing and522disinfecting UPVC pressure pipeline in trenches(conforming to BS 3505 manufactured ) jointed with socket, elbow, tee, bend and plug bendetc.manufactured by the respective manufacturer complete as per specifications. uPVC Pressure Pipes Class D (12 Bar) 5" Nominal Pipe Size (NPS) | Rft | 13.94 | 736.52 | m | 45.75 | 2416.4 | 24.3.5.4,
24-18-c-08 | Providing, laying, cutting, jointing, testing and522disinfecting UPVC pressure pipeline in trenches(conforming to BS 3505 manufactured ) jointed with socket, elbow, tee, bend and plug bendetc.manufactured by the respective manufacturer complete as per specifications. uPVC Pressure Pipes Class D (12 Bar) 6" Nominal Pipe Size (NPS) | Rft | 13.94 | 949.52 | m | 45.75 | 3115.23 | 24.3.5.4,
24-18-c-09 | Providing, laying, cutting, jointing, testing and522disinfecting UPVC pressure pipeline in trenches(conforming to BS 3505 manufactured ) jointed with socket, elbow, tee, bend and plug bendetc.manufactured by the respective manufacturer complete as per specifications. uPVC Pressure Pipes Class D (12 Bar) 8" Nominal Pipe Size (NPS) | Rft | 19.87 | 1271.32 | m | 65.19 | 4170.98 | 24.3.5.4,
24-18-c-10 | Providing, laying, cutting, jointing, testing and522disinfecting UPVC pressure pipeline in trenches(conforming to BS 3505 manufactured ) jointed with socket, elbow, tee, bend and plug bendetc.manufactured by the respective manufacturer complete as per specifications. uPVC Pressure Pipes Class D (12 Bar) 10" Nominal Pipe Size (NPS) | Rft | 27.89 | 2167.53 | m | 91.5 | 7111.31 | 24.3.5.4,
24-18-c-11 | Providing, laying, cutting, jointing, testing and522disinfecting UPVC pressure pipeline in trenches(conforming to BS 3505 manufactured ) jointed with socket, elbow, tee, bend and plug bendetc.manufactured by the respective manufacturer complete as per specifications. uPVC Pressure Pipes Class D (12 Bar) 12" Nominal Pipe Size (NPS) | Rft | 34.86 | 3020.49 | m | 114.37 | 9909.76 | 24.3.5.4,
24-18-d-01 | Providing, laying, cutting, jointing, testing and disinfecting UPVC pressure pipeline in trenches (conforming to BS 3505 manufactured ) jointed with socket, elbow, tee, bend and plug bend522etc.manufactured by the respective manufacturer complete as per specifications. uPVC Pressure Pipes Class E (15 Bar) 3/4" Nominal Pipe Size (NPS) | Rft | 1.49 | 38.79 | m | 4.9 | 127.28 | 24.3.5.4,
24-18-d-02 | Providing, laying, cutting, jointing, testing and disinfecting UPVC pressure pipeline in trenches (conforming to BS 3505 manufactured ) jointed with socket, elbow, tee, bend and plug bend522etc.manufactured by the respective manufacturer complete as per specifications. uPVC Pressure Pipes Class E (15 Bar) 1" Nominal Pipe Size (NPS) | Rft | 1.49 | 57.14 | m | 4.9 | 187.47 | 24.3.5.4,
24-18-d-03 | Providing, laying, cutting, jointing, testing and disinfecting UPVC pressure pipeline in trenches (conforming to BS 3505) jointed with socket, elbow, tee, bend and plug bend etc.manufactured522by the respective manufacturer complete as per specifications. uPVC Pressure Pipes Class E (15 Bar) 1.25" Nominal Pipe Size (NPS) | Rft | 2.99 | 84.13 | m | 9.8 | 276 | 24.3.5.4,
24-18-d-04 | Providing, laying, cutting, jointing, testing and disinfecting UPVC pressure pipeline in trenches (conforming to BS 3505) jointed with socket, elbow, tee, bend and plug bend etc.manufactured522by the respective manufacturer complete as per specifications. uPVC Pressure Pipes Class E (15 Bar) 1.5" Nominal Pipe Size (NPS) | Rft | 4.68 | 110.44 | m | 15.36 | 362.35 | 24.3.5.4,
24-18-d-05 | Providing, laying, cutting, jointing, testing and disinfecting UPVC pressure pipeline in trenches (conforming to BS 3505) jointed with socket, elbow, tee, bend and plug bend etc.manufactured522by the respective manufacturer complete as per specifications. uPVC Pressure Pipes Class E (15 Bar) 2" Nominal Pipe Size (NPS) | Rft | 6.97 | 175.82 | m | 22.87 | 576.85 | 24.3.5.4,
24-18-d-06 | Providing, laying, cutting, jointing, testing and disinfecting UPVC pressure pipeline in trenches (conforming to BS 3505 manufactured ) jointed with socket, elbow, tee, bend and plug bend522etc.manufactured by the respective manufacturer complete as per specifications. uPVC Pressure Pipes Class E (15 Bar) 2.5" Nominal Pipe Size (NPS) | Rft | 6.97 | 265.11 | m | 22.87 | 869.78 | 24.3.5.4,
24-18-d-07 | Providing, laying, cutting, jointing, testing and disinfecting UPVC pressure pipeline in trenches (conforming to BS 3505 manufactured ) jointed with socket, elbow, tee, bend and plug bend522etc.manufactured by the respective manufacturer complete as per specifications. uPVC Pressure Pipes Class E (15 Bar) 3" Nominal Pipe Size (NPS) | Rft | 8.72 | 369.31 | m | 28.59 | 1211.63 | 24.3.5.4,
24-18-d-08 | Providing, laying, cutting, jointing, testing and disinfecting UPVC pressure pipeline in trenches (conforming to BS 3505 manufactured ) jointed with socket, elbow, tee, bend and plug bend522etc.manufactured by the respective manufacturer complete as per specifications. uPVC Pressure Pipes Class E (15 Bar) 4" Nominal Pipe Size (NPS) | Rft | 11.6 | 599.35 | m | 38.07 | 1966.38 | 24.3.5.4,
24-18-d-09 | Providing, laying, cutting, jointing, testing and disinfecting UPVC pressure pipeline in trenches (conforming to BS 3505 manufactured ) jointed with socket, elbow, tee, bend and plug bend522etc.manufactured by the respective manufacturer complete as per specifications. uPVC Pressure Pipes Class E (15 Bar) 5" Nominal Pipe Size (NPS) | Rft | 13.94 | 906.64 | m | 45.75 | 2974.53 | 24.3.5.4,
24-18-d-10 | Providing, laying, cutting, jointing, testing and disinfecting UPVC pressure pipeline in trenches (conforming to BS 3505 manufactured ) jointed with socket, elbow, tee, bend and plug bend522etc.manufactured by the respective manufacturer complete as per specifications. uPVC Pressure Pipes Class E (15 Bar) 6" Nominal Pipe Size (NPS) | Rft | 13.94 | 1275.18 | m | 45.75 | 4183.65 | 24.3.5.4,
24-18-d-11 | Providing, laying, cutting, jointing, testing and522disinfecting UPVC pressure pipeline in trenches(conforming to BS 3505 manufactured ) jointed with socket, elbow, tee, bend and plug bendetc.manufactured by the respective manufacturer complete as per specifications. uPVC Pressure Pipes Class E (15 Bar) 8" Nominal Pipe Size (NPS) | Rft | 19.87 | 1995.51 | m | 65.19 | 6546.95 | 24.3.5.4,
24-18-d-12 | Providing, laying, cutting, jointing, testing and522disinfecting UPVC pressure pipeline in trenches(conforming to BS 3505 manufactured ) jointed with socket, elbow, tee, bend and plug bendetc.manufactured by the respective manufacturer complete as per specifications. uPVC Pressure Pipes Class E (15 Bar) 10" Nominal Pipe Size (NPS) | Rft | 27.89 | 3410.95 | m | 91.5 | 11190.77 | 24.3.5.4,
24-18-d-13 | Providing, laying, cutting, jointing, testing and522disinfecting UPVC pressure pipeline in trenches(conforming to BS 3505 manufactured ) jointed with socket, elbow, tee, bend and plug bendetc.manufactured by the respective manufacturer complete as per specifications. uPVC Pressure Pipes Class E (15 Bar) 12" Nominal Pipe Size (NPS) | Rft | 34.86 | 4749.31 | m | 114.37 | 15581.74 | 24.3.5.4,
24-19-a-01 | Providing and fixing Cast Iron Special of BSS522class " 'B', 'C', 'D' " (such as bend, tee, cross collar,reducer, tail piece, flanged spigot, cap, flangedsocket, taper, angle branch, plug, etc.) for cast iron pipe line, complete. | Kg | 203.63 | 303.41 | Kg | 203.63 | 303.41 | 24.3.5.1,
24-19-a-02 | Providing and fixing cast iron special of BSS class522" 'B', 'C', 'D' " (such as bend, tee, cross collar,reducer, tail piece, flanged spigot, cap, flangedsocket, taper, angle branch, plug, etc.) for cast iron pipe line, complete.(a) C.I. Specials with spigot and socket joint. 8" to 12" " i/d | Kg | 117.43 | 217.2 | Kg | 117.43 | 217.2 | 24.3.5.1,
24-19-b-01 | Providing and fixing cast iron special of BSS class " 'B', 'C', 'D' " (such as bend, tee, cross collar, reducer, tail piece, flanged spigot, cap, flanged socket, taper, angle branch, plug, etc.) for cast iron pipe line, complete. (b) C.I. Flanged special with flanged joints. 3" to 6" i/d | Kg | 256.67 | 356.45 | Kg | 256.67 | 356.45 | 24.3.5.1,
24-19-b-02 | Providing and fixing cast iron special of BSS class " 'B', 'C', 'D' " (such as bend, tee, cross collar, reducer, tail piece, flanged spigot, cap, flanged socket, taper, angle branch, plug, etc.) for cast iron pipe line, complete. (b) C.I. Flanged special with flanged joints. 8" to 12" i/d | Kg | 126.39 | 226.17 | Kg | 126.39 | 226.17 | 24.3.5.1,
24-19-c-01 | Providing and fixing cast iron special of BSS class " 'B', 'C', 'D' " (such as bend, tee, cross collar, reducer, tail piece, flanged spigot, cap, flanged socket, taper, angle branch, plug, etc.) for cast iron pipe line, complete. (c) CI specials with tyton joints. 3" to 6" i/d | Kg | 210.36 | 310.13 | Kg | 210.36 | 310.13 | 24.3.5.1,
24-19-c-02 | Providing and fixing cast iron special of BSS class " 'B', 'C', 'D' " (such as bend, tee, cross collar, reducer, tail piece, flanged spigot, cap, flanged socket, taper, angle branch, plug, etc.) for cast iron pipe line, complete. (c) CI specials with tyton joints. 8" to 12" i/d | Kg | 122.21 | 221.99 | Kg | 122.21 | 221.99 | 24.3.5.1,
24-20-a | Providing and fixing C.I. special of BSS Class "B" (such as bend, tee, cross, collar, reducer, tail piece, flanged socket, flanged spigot, cap, taper, angle branch plug etc.) for AC pipe line with cement joint and rubber ring complete : 3" to 6" i/d | Kg | 105.65 | 215.4 | Kg | 105.65 | 215.4 | 24.3.5.1,
24-20-b | Providing and fixing C.I. special of BSS Class "B" (such as bend, tee, cross, collar, reducer, tail piece, flanged socket, flanged spigot, cap, taper, angle branch plug etc.) for AC pipe line with cement joint and rubber ring complete : 8" to 18" i/d | Kg | 164.96 | 274.72 | Kg | 164.96 | 274.72 | 24.3.5.1,
24-21-a | Providing and fixing sluice valve of BSS quality (BS 5163) and weight Class 'B' for Cast Iron &522AC pipe line (including cost of jointing material):-a) 3" (75 mm) dia of Valve | Each | 873.06 | 26600.92 | Each | 873.06 | 26600.92 | 24.3.5.6.2
24-21-b | Providing and fixing sluice valve of BSS quality (BS 5163) and weight Class 'B' for Cast Iron &522AC pipe line (including cost of jointing material):- b) 4" (100 mm) dia of Valve | Each | 709.65 | 32534.39 | Each | 709.65 | 32534.39 | 24.3.5.6.2
24-21-c | Providing and fixing sluice valve of BSS quality (BS 5163) and weight Class 'B' for Cast Iron &522AC pipe line (including cost of jointing material):- c) 6" (150 mm) dia of Valve | Each | 971.1 | 40241.84 | Each | 971.1 | 40241.84 | 24.3.5.6.2
24-21-d | Providing and fixing sluice valve of BSS quality (BS 5163) and weight Class 'B' for Cast Iron &522AC pipe line (including cost of jointing material):- d) 8" (200 mm) dia of Valve | Each | 971.1 | 50873.09 | Each | 971.1 | 50873.09 | 24.3.5.6.2
24-21-e | Providing and fixing sluice valve of BSS quality (BS 5163) and weight Class 'B' for cost iron pipe522line (including cost of jointing material):-d) 10" (250 mm) dia of Valve | Each | 3174.75 | 59394.74 | Each | 3174.75 | 59394.74 | 24.3.5.6.2
24-21-f | Providing and fixing sluice valve of BSS quality (BS 5163) and weight Class 'B' for Cast Iron &522AC pipe line (including cost of jointing material):-d) 12" (300 mm) dia of Valve | Each | 4762.13 | 67117.87 | Each | 4762.13 | 67117.87 | 24.3.5.6.2
24-22-a | Providing and fixing sluice valve of BSS quality (BS 5163) and weight Class 'B' for GI & PVC522pipeline (including cost of jointing material):-b) 3" (78 mm) dia of Valve | Each | 2684.53 | 28412.4 | Each | 2684.53 | 28412.4 | 24.3.5.6.2
24-22-b | Providing and fixing sluice valve of BSS quality (BS 5163) and weight Class 'B' for GI & PVC522pipeline (including cost of jointing material):-b) 4" (100 mm) dia of Valve | Each | 2684.53 | 34509.27 | Each | 2684.53 | 34509.27 | 24.3.5.6.2
24-22-c | Providing and fixing sluice valve of BSS quality (BS 5163) and weight Class 'B' for GI & PVC522pipeline (including cost of jointing material):-c) 6" (150 mm) dia of Valve | Each | 3174.75 | 42445.49 | Each | 3174.75 | 42445.49 | 24.3.5.6.2
24-22-d | Providing and fixing sluice valve of BSS quality (BS 5163) and weight Class B for GI & PVC522pipeline (including cost of jointing material):-d) 8" (200 mm) dia of Valve | Each | 3968.44 | 53949.16 | Each | 3968.44 | 53949.16 | 24.3.5.6.2
24-22-e | Providing and fixing sluice valve of BSS quality (BS 5163) and weight Class B for GI & PVC522pipeline (including cost of jointing material):-d) 10" (250 mm) dia of Valve | Each | 5088.94 | 61412.45 | Each | 5088.94 | 61412.45 | 24.3.5.6.2
24-22-f | Providing and fixing sluice valve of BSS quality (BS 5163) and weight Class B for GI & PVC522pipeline (including cost of jointing material):-d) 12" (300 mm) dia of Valve | Each | 6349.5 | 68845.21 | Each | 6349.5 | 68845.21 | 24.3.5.6.2
24-22-g | Providing and fixing sluice valve of BSS quality (BS 5163) and weight Class B for GI & PVC522pipeline (including cost of jointing material):-d) 15" (375 mm) dia of Valve | Each | 6349.5 | 79790.42 | Each | 6349.5 | 79790.42 | 24.3.5.6.2
24-22-h | Providing and fixing sluice valve of BSS quality (BS 5163) and weight Class B for GI & PVC522pipeline (including cost of jointing material):-d) 18" (450 mm) dia of Valve | Each | 6349.5 | 88305.63 | Each | 6349.5 | 88305.63 | 24.3.5.6.2
24-23 | Providing and fixing, fire hydrants B.S.S. quality and weight of 2-1/2" (65 mm) dia (including cost of jointing material):- | Each | 298.8 | 21561.3 | Each | 298.8 | 21561.3 | 24.3.5.6
24-24-a | Providing and fixing, air valve 3" dia of B.S.S. quality and weight (BS 1074) complete with jointing material a. Single air valve 3" (75 mm) dia | Each | 65.36 | 3315.73 | Each | 65.36 | 3315.73 | 24.3.5.5.3
24-24-b | Providing and fixing, air valve (Kitz Japan make or equivalent) 3" dia of B.S.S. quality and weight (BS 1074) complete with jointing material b. Double air valve 3" (75 mm) dia | Each | 65.36 | 5381.23 | Each | 65.36 | 5381.23 | 24.3.5.5.3
24-25-a-01 | Providing and fitting MS Flanges 5/8" thick on pipes, including turning, threading, facing and fitting etc., complete in all respects. a. 3" | Kg | 60.71 | 209.54 | Kg | 60.71 | 209.54 | 24.3.6.23
24-25-a-02 | Providing and fitting MS Flanges 5/8" thick on pipes, including turning, threading, facing and fitting etc., complete in all respects. b. 4" | Kg | 47.16 | 196 | Kg | 47.16 | 196 | 24.3.6.23
24-25-a-03 | Providing and fitting MS Flanges 5/8" thick on pipes, including turning, threading, facing and fitting etc., complete in all respects. C.6" | Kg | 46.7 | 195.54 | Kg | 46.7 | 195.54 | 24.3.6.23
24-25-b-01 | Providing and fitting MS Flanges 5/8" thick on pipes, including turning, threading, facing and fitting etc., complete in all respects. 8" | Kg | 27.61 | 176.45 | Kg | 27.61 | 176.45 | 24.3.6.23
24-25-b-02 | Providing and fitting MS Flanges 5/8" thick on pipes, including turning, threading, facing and fitting etc., complete in all respects. 10" | Kg | 20.46 | 169.29 | Kg | 20.46 | 169.29 | 24.3.6.23
24-25-b-03 | Providing and fitting MS Flanges 5/8" thick on pipes, including turning, threading, facing and fitting etc., complete in all respects. 12" | Kg | 14.17 | 163.01 | Kg | 14.17 | 163.01 | 24.3.6.23
24-26-a-01 | Providing and installing PVC bends BSS Class 'B' working pressure : 2" i/d | Each | 282.93 | 370.15 | Each | 282.93 | 370.15 | 24.3.5.4 ,
24-26-a-02 | Providing and installing PVC bends BSS Class 'B'working pressure : 3" i/d | Each | 309.37 | 503.29 | each | 309.37 | 503.29 | 24.3.5.4,2
24-26-a-03 | Providing and installing PVC bends BSS Class 'B'working pressure : 4" i/d | Each | 412.41 | 662.17 | Each | 412.41 | 662.17 | 24.3.5.4 ,
24-26-a-04 | Providing and installing PVC bends BSS Class 'B'working pressure : 6" i/d | Each | 597.92 | 1305.76 | Each | 597.92 | 1305.76 | 24.3.5.4 ,
24-26-a-05 | Providing and installing PVC bends BSS Class 'B' working pressure : 8" i/d | Each | 824.81 | 1684.85 | Each | 824.81 | 1684.85 | 24.3.5.4 ,
24-26-a-06 | Providing and installing PVC bends BSS Class 'B'working pressure : 10" i/d | Each | 1031.02 | 6243.37 | Each | 1031.02 | 6243.37 | 24.3.5.4 ,
24-26-a-07 | Providing and installing PVC bends BSS Class 'B'working pressure : 12" i/d | Each | 1237.22 | 9055.74 | Each | 1237.22 | 9055.74 | 24.3.5.4 ,
24-26-b-01 | Providing and installing PVC bends BSS Class 'C' working pressure : 2" i/d | Each | 282.93 | 369.79 | Each | 282.93 | 369.79 | 24.3.5.4 ,
24-26-b-02 | Providing and installing PVC bends BSS Class 'C'working pressure : 3" i/d | Each | 309.37 | 599.5 | Each | 309.37 | 599.5 | 24.3.5.4 ,
24-26-b-03 | Providing and installing PVC bends BSS Class 'C' working pressure : 4" i/d | Each | 412.41 | 817.2 | Each | 412.41 | 817.2 | 24.3.5.4 ,
24-26-b-04 | Providing and installing PVC bends BSS Class 'C' working pressure : 6" i/d | Each | 598.05 | 1379.91 | Each | 598.05 | 1379.91 | 24.3.5.4 ,
24-26-b-05 | Providing and installing PVC bends BSS Class 'C' working pressure : 8" i/d | Each | 824.81 | 6732.14 | Each | 824.81 | 6732.14 | 24.3.5.4 ,
24-26-b-06 | Providing and installing PVC bends BSS Class 'C' working pressure : 10" i/d | Each | 1031.02 | 11768.46 | Each | 1031.02 | 11768.46 | 24.3.5.4 ,
24-26-b-07 | Providing and installing PVC bends BSS Class 'C' working pressure : 12" i/d | Each | 1237.22 | 12096.28 | Each | 1237.22 | 12096.28 | 24.3.5.4 ,
24-26-c-01 | Providing and installing PVC bends BSS Class 'D' working pressure :2" i/d | Each | 282.93 | 369.79 | Each | 282.93 | 369.79 | 24.3.5.4 ,
24-26-c-02 | Providing and installing PVC bends BSS Class 'D' working pressure :3" i/d | Each | 309.37 | 483.1 | Each | 309.37 | 483.1 | 24.3.5.4 ,
24-26-c-03 | Providing and installing PVC bends BSS Class 'D' working pressure :4" i/d | Each | 412.41 | 655.63 | Each | 412.41 | 655.63 | 24.3.5.4 ,
24-26-c-04 | Providing and installing PVC bends BSS Class 'D' working pressure :6" i/d | Each | 597.92 | 1379.78 | Each | 597.92 | 1379.78 | 24.3.5.4 ,
24-26-c-05 | Providing and installing PVC bends BSS Class 'D' working pressure :8" i/d | Each | 824.81 | 8295.85 | Each | 824.81 | 8295.85 | 24.3.5.4 ,
24-26-c-06 | Providing and installing PVC bends BSS Class 'D' working pressure :10" i/d | Each | 1031.02 | 11976.95 | Each | 1031.02 | 11976.95 | 24.3.5.4 ,
24-26-c-07 | Providing and installing PVC bends BSS Class 'D' working pressure :12" i/d | Each | 1237.22 | 12530.64 | Each | 1237.22 | 12530.64 | 24.3.5.4 ,
24-27-a-01 | Providing and installing PVC tees BSS Class 'B' working pressure : 2" i/d | Each | 412.41 | 529.16 | Each | 412.41 | 529.16 | 24.3.5.4 ,
24-27-a-02 | Providing and installing PVC tees BSS Class 'B'working pressure : 3" i/d | Each | 494.89 | 778.79 | Each | 494.89 | 778.79 | 24.3.5.4 ,
24-27-a-03 | Providing and installing PVC tees BSS Class 'B' working pressure : 4" i/d | Each | 659.85 | 1063.98 | Each | 659.85 | 1063.98 | 24.3.5.4 ,
24-27-a-04 | Providing and installing PVC tees BSS Class 'B'working pressure : 6" i/d | Each | 907.29 | 2332.35 | Each | 907.29 | 2332.35 | 24.3.5.4 ,
24-27-a-05 | Providing and installing PVC tees BSS Class 'B' working pressure : 8" i/d | Each | 1340.26 | 6175.93 | Each | 1340.26 | 6175.93 | 24.3.5.4 ,
24-27-a-06 | Providing and installing PVC tees BSS Class 'B' working pressure : 10" i/d | Each | 1546.59 | 6463.57 | Each | 1546.59 | 6463.57 | 24.3.5.4 ,
24-27-a-07 | Providing and installing PVC tees BSS Class 'B' working pressure : 12" i/d | Each | 1855.83 | 7068.18 | Each | 1855.83 | 7068.18 | 24.3.5.4 ,
24-27-b-01 | Providing and installing PVC tees BSS Class 'C'working pressure : 2" i/d | Each | 412.41 | 547.06 | Each | 412.41 | 547.06 | 24.3.5.4 ,
24-27-b-02 | Providing and installing PVC tees BSS Class 'C' working pressure : 3" i/d | Each | 494.89 | 803.28 | Each | 494.89 | 803.28 | 24.3.5.4 ,
24-27-b-03 | Providing and installing PVC tees BSS Class 'C' working pressure : 4" i/d | Each | 659.85 | 1102.9 | Each | 659.85 | 1102.9 | 24.3.5.4 ,
24-27-b-04 | Providing and installing PVC tees BSS Class 'C' working pressure : 6" i/d | Each | 907.29 | 2549.18 | Each | 907.29 | 2549.18 | 24.3.5.4 ,
24-27-b-05 | Providing and installing PVC tees BSS Class 'C' working pressure : 8" i/d | Each | 1340.26 | 13068.04 | Each | 1340.26 | 13068.04 | 24.3.5.4 ,
24-27-b-06 | Providing and installing PVC tees BSS Class 'C' working pressure : 10" i/d | Each | 1540.05 | 12225.37 | Each | 1540.05 | 12225.37 | 24.3.5.4 ,
24-27-b-07 | Providing and installing PVC tees BSS Class 'C' working pressure : 12" i/d | Each | 1855.83 | 16624.15 | Each | 1855.83 | 16624.15 | 24.3.5.4 ,
24-27-c-01 | Providing and installing PVC tees BSS Class 'D' working pressure : 2" i/d | Each | 412.41 | 516.65 | Each | 412.41 | 516.65 | 24.3.5.4 ,
24-27-c-02 | Providing and installing PVC tees BSS Class 'D' working pressure : 3" i/d | Each | 494.89 | 764.19 | Each | 494.89 | 764.19 | 24.3.5.4 ,
24-27-c-03 | Providing and installing PVC tees BSS Class 'D'working pressure : 4" i/d | Each | 659.85 | 1024.71 | Each | 659.85 | 1024.71 | 24.3.5.4 ,
24-27-c-04 | Providing and installing PVC tees BSS Class 'D'working pressure : 6" i/d | Each | 907.29 | 2123.51 | Each | 907.29 | 2123.51 | 24.3.5.4 ,
24-27-c-05 | Providing and installing PVC tees BSS Class 'D'working pressure : 8" i/d | Each | 1340.26 | 7942.56 | Each | 1340.26 | 7942.56 | 24.3.5.4 ,
24-27-c-06 | Providing and installing PVC tees BSS Class 'D'working pressure : 10" i/d | Each | 1546.59 | 12492.52 | Each | 1546.59 | 12492.52 | 24.3.5.4 ,
24-27-c-07 | Providing and installing PVC tees BSS Class 'D' working pressure : 12" i/d | Each | 1855.83 | 14017.98 | Each | 1855.83 | 14017.98 | 24.3.5.4 ,
24-28-a-01 | Providing and installing PVC sockets BSS Class 'B' working pressure : 2" i/d | Each | 137.73 | 217.3 | Each | 137.73 | 217.3 | 24.3.5.4 ,
24-28-a-02 | Providing and installing PVC sockets BSS Class 'B' working pressure : 3" i/d | Each | 144.41 | 281.32 | Each | 144.41 | 281.32 | 24.3.5.4 ,
24-28-a-03 | Providing and installing PVC sockets BSS Class 'B' working pressure : 4" i/d | Each | 206.2 | 380.99 | Each | 206.2 | 380.99 | 24.3.5.4 ,
24-28-a-04 | Providing and installing PVC sockets BSS Class 'B' working pressure : 6" i/d | Each | 1318.44 | 1936.63 | Each | 1318.44 | 1936.63 | 24.3.5.4 ,
24-28-a-05 | Providing and installing PVC sockets BSS Class 'B' working pressure : 8" i/d | Each | 412.41 | 2267.43 | Each | 412.41 | 2267.43 | 24.3.5.4 ,
24-28-a-06 | Providing and installing PVC sockets BSS Class 'B' working pressure : 10" i/d | Each | 515.18 | 3295.1 | Each | 515.18 | 3295.1 | 24.3.5.4 ,
24-28-a-07 | Providing and installing PVC sockets BSS Class 'B' working pressure : 12" i/d | Each | 618.61 | 3355.09 | Each | 618.61 | 3355.09 | 24.3.5.4 ,
24-28-b-01 | Providing and installing PVC sockets BSS Class 'C' working pressure: 2" i/d | Each | 137.73 | 224.6 | Each | 137.73 | 224.6 | 24.3.5.4 ,
24-28-b-02 | Providing and installing PVC sockets BSS Class 'C' working pressure: 3" i/d | Each | 659.07 | 818.05 | Each | 659.07 | 818.05 | 24.3.5.4 ,
24-28-b-03 | Providing and installing PVC sockets BSS Class 'C' working pressure: 4" i/d | Each | 206.2 | 384.29 | Each | 206.2 | 384.29 | 24.3.5.4 ,
24-28-b-04 | Providing and installing PVC sockets BSS Class 'C' working pressure: 6" i/d | Each | 288.68 | 983.66 | Each | 288.68 | 983.66 | 24.3.5.4 ,
24-28-b-05 | Providing and installing PVC sockets BSS Class 'C' working pressure: 8" i/d | Each | 412.41 | 2280.17 | Each | 412.41 | 2280.17 | 24.3.5.4 ,
24-28-b-06 | Providing and installing PVC sockets BSS Class 'C' working pressure: 10" i/d | Each | 515.44 | 3816.6 | Each | 515.44 | 3816.6 | 24.3.5.4 ,
24-28-b-07 | Providing and installing PVC sockets BSS Class 'C' working pressure: 12" i/d | Each | 618.61 | 4918.8 | Each | 618.61 | 4918.8 | 24.3.5.4 ,
24-28-c-01 | Providing and installing PVC sockets BSS Class 'D' working pressure : 2" i/d | Each | 137.73 | 229.24 | Each | 137.73 | 229.24 | 24.3.5.4 ,
24-28-c-02 | Providing and installing PVC sockets BSS Class 'D' working pressure : 3" i/d | Each | 144.41 | 289.19 | Each | 144.41 | 289.19 | 24.3.5.4 ,
24-28-c-03 | Providing and installing PVC sockets BSS Class 'D'working pressure : 4" i/d | Each | 206.2 | 390.95 | Each | 206.2 | 390.95 | 24.3.5.4 ,
24-28-c-04 | Providing and installing PVC sockets BSS Class 'D'working pressure : 6" i/d | Each | 288.68 | 962.24 | Each | 288.68 | 962.24 | 24.3.5.4 ,
24-28-c-05 | Providing and installing PVC sockets BSS Class 'D'working pressure : 8" i/d | Each | 412.41 | 2311.44 | Each | 412.41 | 2311.44 | 24.3.5.4 ,
24-28-c-06 | Providing and installing PVC sockets BSS Class 'D' working pressure : 10" i/d | Each | 515.44 | 3903.47 | Each | 515.44 | 3903.47 | 24.3.5.4 ,
24-28-c-07 | Providing and installing PVC sockets BSS Class 'D'working pressure : 12" i/d | Each | 618.61 | 5353.16 | Each | 618.61 | 5353.16 | 24.3.5.4 ,
24-29-a-01 | Providing and installing PVC Tapered core BSS Class 'B'working pressure : 2" i/d | Each | 282.93 | 485.34 | Each | 282.93 | 485.34 | 24.3.5.4 ,
24-29-a-02 | Providing and installing PVC Tapered core BSS Class 'B' working pressure : 3" i/d | Each | 309.37 | 590.84 | Each | 309.37 | 590.84 | 24.3.5.4 ,
24-29-a-03 | Providing and installing PVC Tapered core BSS Class 'B' working pressure : 4" i/d | Each | 412.41 | 779.88 | Each | 412.41 | 779.88 | 24.3.5.4 ,
24-29-a-04 | Providing and installing PVC Tapered core BSS Class 'B' working pressure : 6" i/d | Each | 597.92 | 841.17 | Each | 597.92 | 841.17 | 24.3.5.4 ,
24-29-a-05 | Providing and installing PVC Tapered core BSS Class 'B'working pressure : 8" i/d | Each | 824.81 | 1241.8 | Each | 824.81 | 1241.8 | 24.3.5.4 ,
24-29-a-06 | Providing and installing PVC Tapered core BSS Class 'B'working pressure : 10" i/d | Each | 1031.02 | 1726 | Each | 1031.02 | 1726 | 24.3.5.4 ,
24-29-a-07 | Providing and installing PVC Tapered core BSS Class 'B' working pressure : 12" i/d | Each | 1217.3 | 1981.78 | Each | 1217.3 | 1981.78 | 24.3.5.4 ,
24-29-b-01 | Providing and installing PVC Tapered core BSS Class 'C'working pressure : 2" i/d | Each | 282.93 | 421.92 | Each | 282.93 | 421.92 | 24.3.5.4 ,
24-29-b-02 | Providing and installing PVC Tapered core BSS Class 'C'working pressure : 3" i/d | Each | 309.37 | 474.43 | Each | 309.37 | 474.43 | 24.3.5.4 ,
24-29-b-03 | Providing and installing PVC Tapered core BSS Class 'C'working pressure : 4" i/d | Each | 412.41 | 612.21 | Each | 412.41 | 612.21 | 24.3.5.4 ,
24-29-b-04 | Providing and installing PVC Tapered core BSS Class 'C' working pressure : 6" i/d | Each | 598.71 | 859.33 | Each | 598.71 | 859.33 | 24.3.5.4 ,
24-29-b-05 | Providing and installing PVC Tapered core BSS Class 'C' working pressure : 8" i/d | Each | 824.81 | 1259.18 | Each | 824.81 | 1259.18 | 24.3.5.4 ,
24-29-b-06 | Providing and installing PVC Tapered core BSS Class 'C' working pressure : 10" i/d | Each | 1031.02 | 1760.74 | Each | 1031.02 | 1760.74 | 24.3.5.4 ,
24-29-b-07 | Providing and installing PVC Tapered core BSS Class 'C' working pressure : 12" i/d | Each | 1240.21 | 2108.93 | Each | 1240.21 | 2108.93 | 24.3.5.4 ,
24-29-c-01 | Providing and installing PVC Tapered core BSS Class 'D' working pressure : 2" i/d | Each | 282.93 | 413.23 | Each | 282.93 | 413.23 | 24.3.5.4 ,
24-29-c-02 | Providing and installing PVC Tapered core BSS Class 'D' working pressure : 3" i/d | Each | 309.37 | 465.74 | Each | 309.37 | 465.74 | 24.3.5.4 ,
24-29-c-03 | Providing and installing PVC Tapered core BSS Class 'D' working pressure : 4" i/d | Each | 412.41 | 655.65 | Each | 412.41 | 655.65 | 24.3.5.4 ,
24-29-c-04 | Providing and installing PVC Tapered core BSS Class 'D' working pressure : 6" i/d | Each | 597.92 | 945.41 | Each | 597.92 | 945.41 | 24.3.5.4 ,
24-29-c-05 | Providing and installing PVC Tapered core BSS Class 'D' working pressure : 8" i/d | Each | 824.81 | 1415.55 | Each | 824.81 | 1415.55 | 24.3.5.4 ,
24-29-c-06 | Providing and installing PVC Tapered core BSS Class 'D' working pressure : 10" i/d | Each | 1031.02 | 2108.23 | Each | 1031.02 | 2108.24 | 24.3.5.4 ,
24-29-c-07 | Providing and installing PVC Tapered core BSS Class 'D' working pressure : 12" i/d | Each | 1237.22 | 2479.5 | Each | 1237.22 | 2479.5 | 24.3.5.4 ,
24-30-a-01 | Providing, laying, cutting, jointing, testing and disinfecting High Density Polyethylene Pipe (HDPE) Din-8074/Din-8075/ISO-4427 in trenches, complete in all respects (40 mm dia) PN-8 | Rft | 8.37 | 53.37 | m | 27.47 | 175.1 | 24.3.4,
24-30-a-02 | Providing, laying, cutting, jointing, testing and disinfecting High Density Polyethylene Pipe (HDPE) Din-8074/Din-8075/ISO-4427 in trenches, complete in all respects (50 mm dia) PN-8 | Rft | 8.37 | 76.44 | m | 27.47 | 250.8 | 24.3.4,
24-30-a-03 | Providing, laying, cutting, jointing, testing and disinfecting High Density Polyethylene Pipe (HDPE) Din-8074/Din-8075/ISO-4427 in trenches, complete in all respects (63 mm dia) PN-8 | Rft | 8.37 | 113.97 | m | 27.47 | 373.93 | 24.3.4,
24-30-a-04 | Providing, laying, cutting, jointing, testing and disinfecting High Density Polyethylene Pipe (HDPE) Din-8074/Din-8075/ISO-4427 in trenches, complete in all respects (75 mm dia) PN-8 | Rft | 8.25 | 159.43 | m | 27.06 | 523.05 | 24.3.4,
24-30-a-05 | Providing, laying, cutting, jointing, testing and disinfecting High Density Polyethylene Pipe (HDPE) Din-8074/Din-8075/ISO-4427 in trenches, complete in all respects (90 mm dia) PN-8 | Rft | 14.22 | 231.03 | m | 46.67 | 757.98 | 24.3.4,
24-30-a-06 | Providing, laying, cutting, jointing, testing and disinfecting High Density Polyethylene Pipe (HDPE) Din-8074/Din-8075/ISO-4427 in trenches, complete in all respects (110 mm dia) PN-8 | Rft | 16.87 | 342.21 | m | 55.35 | 1122.73 | 24.3.4,
24-30-a-07 | Providing, laying, cutting, jointing, testing and disinfecting High Density Polyethylene Pipe (HDPE) Din-8074/Din-8075/ISO-4427 in trenches, complete in all respects (160 mm dia) PN-8 | Rft | 18.09 | 700.96 | m | 59.34 | 2299.75 | 24.3.4,
24-30-a-08 | Providing, laying, cutting, jointing, testing and disinfecting High Density Polyethylene Pipe (HDPE) Din-8074/Din-8075/ISO-4427 in trenches, complete in all respects (200 mm dia) PN-8 | Rft | 21.29 | 1084.43 | m | 69.83 | 3557.83 | 24.3.4,
24-30-a-09 | Providing, laying, cutting, jointing, testing and disinfecting High Density Polyethylene Pipe (HDPE) Din-8074/Din-8075/ISO-4427 in trenches, complete in all respects (250 mm dia) PN-8 | Rft | 24.27 | 1668.37 | m | 79.64 | 5473.65 | 24.3.4,
24-30-a-10 | Providing, laying, cutting, jointing, testing and disinfecting High Density Polyethylene Pipe (HDPE) Din-8074/Din-8075/ISO-4427 in trenches, complete in all respects (300 mm dia) PN-8 | Rft | 27.48 | 2635.67 | m | 90.17 | 8647.2 | 24.3.4,
24-30-b-01 | Providing, laying, cutting, jointing, testing and disinfecting High Density Polyethylene Pipe (HDPE) Din-8074/Din-8075/ISO-4427 in trenches, complete in all respects (20mm dia) PN-10 | Rft | 6.1 | 27.96 | m | 20.01 | 91.73 | 24.3.4,
24-30-b-02 | Providing, laying, cutting, jointing, testing and disinfecting High Density Polyethylene Pipe (HDPE) Din-8074/Din-8075/ISO-4427 in trenches, complete in all respects (25mm dia) PN-10 | Rft | 6.19 | 31.65 | m | 20.31 | 103.84 | 24.3.4,
24-30-b-03 | Providing, laying, cutting, jointing, testing and disinfecting High Density Polyethylene Pipe (HDPE) Din-8074/Din-8075/ISO-4427 in trenches, complete in all respects (32 mm dia) PN-10 | Rft | 6.19 | 41.66 | m | 20.31 | 136.68 | 24.3.4,
24-30-b-04 | Providing, laying, cutting, jointing, testing and disinfecting High Density Polyethylene Pipe (HDPE) Din-8074/Din-8075/ISO-4427 in trenches, complete in all respects (40 mm dia) PN-10 | Rft | 8.37 | 62.13 | m | 27.45 | 203.85 | 24.3.4,
24-30-b-05 | Providing, laying, cutting, jointing, testing and disinfecting High Density Polyethylene Pipe (HDPE)Din-8074/Din-8075/ISO-4427 in trenches, complete in all respects (50 mm dia) PN-10 | Rft | 8.37 | 91.08 | m | 27.45 | 298.83 | 24.3.4,
24-30-b-06 | Providing, laying, cutting, jointing, testing and disinfecting High Density Polyethylene Pipe (HDPE) Din-8074/Din-8075/ISO-4427 in trenches, complete in all respects (63 mm dia) PN-10 | Rft | 8.37 | 140.12 | m | 27.45 | 459.72 | 24.3.4,
24-30-b-07 | Providing, laying, cutting, jointing, testing and disinfecting High Density Polyethylene Pipe (HDPE) Din-8074/Din-8075/ISO-4427 in trenches, complete in all respects (75 mm dia) PN-10 | Rft | 8.37 | 194.34 | m | 27.45 | 637.61 | 24.3.4,
24-30-b-08 | Providing, laying, cutting, jointing, testing and disinfecting High Density Polyethylene Pipe (HDPE) Din-8074/Din-8075/ISO-4427 in trenches, complete in all respects (90 mm dia) PN-10 | Rft | 14.26 | 281.64 | m | 46.8 | 924.02 | 24.3.4,
24-30-b-09 | Providing, laying, cutting, jointing, testing and disinfecting High Density Polyethylene Pipe (HDPE) Din-8074/Din-8075/ISO-4427 in trenches, complete in all respects (110 mm dia) PN-10 | Rft | 16.87 | 414.75 | m | 55.35 | 1360.74 | 24.3.4,
24-30-b-10 | Providing, laying, cutting, jointing, testing and disinfecting High Density Polyethylene Pipe (HDPE) Din-8074/Din-8075/ISO-4427 in trenches, complete in all respects (160 mm dia) PN-10 | Rft | 18.09 | 849.66 | m | 59.34 | 2787.61 | 24.3.4,
24-30-b-11 | Providing, laying, cutting, jointing, testing and disinfecting High Density Polyethylene Pipe (HDPE) Din-8074/Din-8075/ISO-4427 in trenches, complete in all respects (200 mm dia) PN-10 | Rft | 21.29 | 1319.24 | m | 69.83 | 4328.22 | 24.3.4,
24-30-b-12 | Providing, laying, cutting, jointing, testing and disinfecting High Density Polyethylene Pipe (HDPE) Din-8074/Din-8075/ISO-4427 in trenches, complete in all respects (250 mm dia) PN-10 | Rft | 24.27 | 2041.76 | m | 79.64 | 6698.69 | 24.3.4,
24-30-b-13 | Providing, laying, cutting, jointing, testing and disinfecting High Density Polyethylene Pipe (HDPE) Din-8074/Din-8075/ISO-4427 in trenches, complete in all respects (300 mm dia) PN-10 | Rft | 27.48 | 3237.2 | m | 90.17 | 10620.75 | 24.3.4,
24-30-c-01 | Providing, laying, cutting, jointing, testing and disinfecting High Density Polyethylene Pipe (HDPE) Din-8074/Din-8075/ISO-4427 in trenches, complete in all respects (20mm dia) PN-12.5 | Rft | 6.19 | 26.15 | m | 20.31 | 85.81 | 24.3.4,
24-30-c-02 | Providing, laying, cutting, jointing, testing and disinfecting High Density Polyethylene Pipe (HDPE) Din-8074/Din-8075/ISO-4427 in trenches, complete in all respects (25mm dia) PN-12.5 | Rft | 6.19 | 33.38 | m | 20.31 | 109.52 | 24.3.4,
24-30-c-03 | Providing, laying, cutting, jointing, testing and disinfecting High Density Polyethylene Pipe (HDPE) Din-8074/Din-8075/ISO-4427 in trenches, complete in all respects (32 mm dia) PN-12.5 | Rft | 6.19 | 48.44 | m | 20.31 | 158.94 | 24.3.4,
24-30-c-04 | Providing, laying, cutting, jointing, testing and disinfecting High Density Polyethylene Pipe (HDPE) Din-8074/Din-8075/ISO-4427 in trenches, complete in all respects (40 mm dia) PN-12.5 | Rft | 8.37 | 74.42 | m | 27.45 | 244.14 | 24.3.4,
24-30-c-05 | Providing, laying, cutting, jointing, testing and disinfecting High Density Polyethylene Pipe (HDPE) Din-8074/Din-8075/ISO-4427 in trenches, complete in all respects (50 mm dia) PN-12.5 | Rft | 8.37 | 108.84 | m | 27.45 | 357.07 | 24.3.4,
24-30-c-06 | Providing, laying, cutting, jointing, testing and disinfecting High Density Polyethylene Pipe (HDPE) Din-8074/Din-8075/ISO-4427 in trenches, complete in all respects (63 mm dia) PN-12.5 | Rft | 8.37 | 168.41 | m | 27.45 | 552.54 | 24.3.4,
24-30-c-07 | Providing, laying, cutting, jointing, testing and disinfecting High Density Polyethylene Pipe (HDPE) Din-8074/Din-8075/ISO-4427 in trenches, complete in all respects (75 mm dia) PN-12.5 | Rft | 8.37 | 235.15 | m | 27.45 | 771.47 | 24.3.4,
24-30-c-08 | Providing, laying, cutting, jointing, testing and disinfecting High Density Polyethylene Pipe (HDPE) Din-8074/Din-8075/ISO-4427 in trenches, complete in all respects (90 mm dia) PN-12.5 | Rft | 14.26 | 339.15 | m | 46.8 | 1112.69 | 24.3.4,
24-30-c-09 | Providing, laying, cutting, jointing, testing and disinfecting High Density Polyethylene Pipe (HDPE) Din-8074/Din-8075/ISO-4427 in trenches, complete in all respects (110 mm dia) PN-12.5 | Rft | 16.87 | 500.69 | m | 55.35 | 1642.68 | 24.3.4,
24-30-c-10 | Providing, laying, cutting, jointing, testing and disinfecting High Density Polyethylene Pipe (HDPE) Din-8074/Din-8075/ISO-4427 in trenches, complete in all respects (160 mm dia) PN-12.5 | Rft | 18.09 | 1031.81 | m | 59.34 | 3385.21 | 24.3.4,
24-30-c-11 | Providing, laying, cutting, jointing, testing and disinfecting High Density Polyethylene Pipe (HDPE) Din-8074/Din-8075/ISO-4427 in trenches, complete in all respects (200 mm dia) PN-12.5 | Rft | 21.29 | 1603.86 | m | 69.83 | 5262 | 24.3.4,
24-30-c-12 | Providing, laying, cutting, jointing, testing and disinfecting High Density Polyethylene Pipe (HDPE) Din-8074/Din-8075/ISO-4427 in trenches, complete in all respects (250 mm dia) PN-12.5 | Rft | 24.27 | 2498.52 | m | 79.64 | 8197.23 | 24.3.4,
24-30-c-13 | Providing, laying, cutting, jointing, testing and disinfecting High Density Polyethylene Pipe (HDPE) Din-8074/Din-8075/ISO-4427 in trenches, complete in all respects (300 mm dia) PN-12.5 | Rft | 27.48 | 3947.11 | m | 90.17 | 12949.83 | 24.3.4,
24-30-d-01 | Providing, laying, cutting, jointing, testing and disinfecting High Density Polyethylene Pipe (HDPE) Din-8074/Din-8075/ISO-4427 in trenches, complete in all respects (20mm dia) PN-16 | Rft | 6.19 | 27.04 | m | 20.31 | 88.71 | 24.3.4,
24-30-d-02 | Providing, laying, cutting, jointing, testing and disinfecting High Density Polyethylene Pipe (HDPE) Din-8074/Din-8075/ISO-4427 in trenches, complete in all respects (25mm dia) PN-16 | Rft | 6.19 | 37.34 | m | 20.31 | 122.5 | 24.3.4,
24-30-d-03 | Providing, laying, cutting, jointing, testing and disinfecting High Density Polyethylene Pipe (HDPE) Din-8074/Din-8075/ISO-4427 in trenches, complete in all respects (32 mm dia) PN-16 | Rft | 6.19 | 57.14 | m | 20.31 | 187.46 | 24.3.4,
24-30-d-04 | Providing, laying, cutting, jointing, testing and disinfecting High Density Polyethylene Pipe (HDPE) Din-8074/Din-8075/ISO-4427 in trenches, complete in all respects (40 mm dia) PN-16 | Rft | 8.37 | 87.11 | m | 27.45 | 285.81 | 24.3.4,
24-30-d-05 | Providing, laying, cutting, jointing, testing and disinfecting High Density Polyethylene Pipe (HDPE) Din-8074/Din-8075/ISO-4427 in trenches, complete in all respects (50 mm dia) PN-16 | Rft | 8.37 | 130.44 | m | 27.45 | 427.96 | 24.3.4,
24-30-d-06 | Providing, laying, cutting, jointing, testing and disinfecting High Density Polyethylene Pipe (HDPE) Din-8074/Din-8075/ISO-4427 in trenches, complete in all respects (63 mm dia) PN-16 | Rft | 8.37 | 201.33 | m | 27.45 | 660.54 | 24.3.4,
24-30-d-07 | Providing, laying, cutting, jointing, testing and disinfecting High Density Polyethylene Pipe (HDPE) Din-8074/Din-8075/ISO-4427 in trenches, complete in all respects (75 mm dia) PN-16 | Rft | 8.37 | 277.83 | m | 27.45 | 911.51 | 24.3.4,
24-30-d-08 | Providing, laying, cutting, jointing, testing and disinfecting High Density Polyethylene Pipe (HDPE) Din-8074/Din-8075/ISO-4427 in trenches, complete in all respects (90 mm dia) PN-16 | Rft | 14.26 | 404.7 | m | 46.8 | 1327.77 | 24.3.4,
24-30-d-09 | Providing, laying, cutting, jointing, testing and disinfecting High Density Polyethylene Pipe (HDPE) Din-8074/Din-8075/ISO-4427 in trenches, complete in all respects (110 mm dia) PN-16 | Rft | 16.87 | 596.03 | m | 55.35 | 1955.47 | 24.3.4,
24-30-d-10 | Providing, laying, cutting, jointing, testing and disinfecting High Density Polyethylene Pipe (HDPE) Din-8074/Din-8075/ISO-4427 in trenches, complete in all respects (160 mm dia) PN-16 | Rft | 18.09 | 1247.03 | m | 59.34 | 4091.3 | 24.3.4,
24-30-d-11 | Providing, laying, cutting, jointing, testing and disinfecting High Density Polyethylene Pipe (HDPE) Din-8074/Din-8075/ISO-4427 in trenches, complete in all respects (200 mm dia) PN-16 | Rft | 21.29 | 1936.78 | m | 69.83 | 6354.25 | 24.3.4,
24-30-d-12 | Providing, laying, cutting, jointing, testing and disinfecting High Density Polyethylene Pipe (HDPE) Din-8074/Din-8075/ISO-4427 in trenches, complete in all respects (250 mm dia) PN-16 | Rft | 24.27 | 3006.08 | m | 79.64 | 9862.46 | 24.3.4,
24-30-d-13 | Providing, laying, cutting, jointing, testing and disinfecting High Density Polyethylene Pipe (HDPE) Din-8074/Din-8075/ISO-4427 in trenches, complete in all respects (300 mm dia) PN-16 | Rft | 27.26 | 4759.29 | m | 89.44 | 15614.48 | 24.3.4,
24-30-e-01 | Providing and installing HDPE Socket 20mm dia | Each | 98.98 | 221.45 | Each | 98.98 | 221.45 | 24.3.4,
24-30-e-02 | Providing and installing HDPE Socket 25mm dia | Each | 98.98 | 277.58 | Each | 98.98 | 277.58 | 24.3.4,
24-30-e-03 | Providing and installing HDPE Socket 32mm dia | Each | 98.98 | 357.19 | Each | 98.98 | 357.19 | 24.3.4,
24-30-e-04 | Providing and installing HDPE Socket 40mm dia | Each | 137.73 | 623.53 | Each | 137.73 | 623.53 | 24.3.4,
24-30-e-05 | Providing and installing HDPE Socket 50mm dia | Each | 877.26 | 1678.43 | Each | 877.26 | 1678.43 | 24.3.4,
24-30-e-06 | Providing and installing HDPE Socket 63mm dia | Each | 877.26 | 2204.04 | Each | 877.26 | 2204.04 | 24.3.4,
24-30-e-07 | Providing and installing HDPE Socket 75mm dia | Each | 144.41 | 1961.08 | Each | 144.41 | 1961.07 | 24.3.4,
24-30-e-08 | Providing and installing HDPE Socket 90mm dia | Each | 144.41 | 3379.71 | Each | 144.41 | 3379.71 | 24.3.4,
24-30-e-09 | Providing and installing HDPE Socket 110mm dia | Each | 206.2 | 6972.78 | Each | 206.2 | 6972.78 | 24.3.4,
24-30-e-10 | Providing and installing HDPE Socket 160mm dia | Each | 206.2 | 6584.95 | Each | 206.2 | 6584.95 | 24.3.4,
24-30-e-11 | Providing and installing HDPE Socket 200mm dia | Each | 206.2 | 7860.7 | Each | 206.2 | 7860.7 | 24.3.4,
24-30-e-12 | Providing and installing HDPE Socket 250mm dia | Each | 206.2 | 9136.45 | Each | 206.2 | 9136.45 | 24.3.4,
24-30-e-13 | Providing and installing HDPE Socket 300mm dia | Each | 206.2 | 10412.2 | Each | 206.2 | 10412.2 | 24.3.4,
24-30-f-01 | Providing and installing HDPE Tee 20mm dia | Each | 329.92 | 528.94 | Each | 329.92 | 528.94 | 24.3.4,
24-30-f-02 | Providing and installing HDPE Tee 25mm dia | Each | 329.92 | 682.03 | Each | 329.92 | 682.03 | 24.3.4,
24-30-f-03 | Providing and installing HDPE Tee 32mm dia | Each | 329.92 | 814.71 | Each | 329.92 | 814.71 | 24.3.4,
24-30-f-04 | Providing and installing HDPE Tee 40mm dia | Each | 412.41 | 1274.81 | Each | 412.41 | 1274.81 | 24.3.4,
24-30-f-05 | Providing and installing HDPE Tee 50mm dia | Each | 412.41 | 1953.51 | Each | 412.41 | 1953.51 | 24.3.4,
24-30-f-06 | Providing and installing HDPE Tee 63mm dia | Each | 412.41 | 2933.29 | Each | 412.41 | 2933.29 | 24.3.4,
24-30-f-07 | Providing and installing HDPE Tee 75mm dia | Each | 494.89 | 3964.93 | Each | 494.89 | 3964.93 | 24.3.4,
24-30-f-08 | Providing and installing HDPE Tee 90mm dia | Each | 494.89 | 6592.97 | Each | 494.89 | 6592.97 | 24.3.4,
24-30-f-09 | Providing and installing HDPE Tee 110mm dia | Each | 659.85 | 11478.21 | Each | 659.85 | 11478.21 | 24.3.4,
24-30-f-10 | Providing and installing HDPE Tee 160mm dia | Each | 659.85 | 11667.02 | Each | 659.85 | 11667.02 | 24.3.4,
24-30-f-11 | Providing and installing HDPE Tee 200mm dia | Each | 659.85 | 19372.55 | Each | 659.85 | 19372.55 | 24.3.4,
24-30-f-12 | Providing and installing HDPE Tee 250mm dia | Each | 659.85 | 35057.9 | Each | 659.85 | 35057.9 | 24.3.4,
24-30-f-13 | Providing and installing HDPE Tee 300mm dia | Each | 659.85 | 55695.7 | Each | 659.85 | 55695.7 | 24.3.4,
24-30-g-01 | Providing and installing HDPE bend 20mm dia | Each | 217.56 | 355.34 | Each | 217.56 | 355.34 | 24.3.4,
24-30-g-02 | Providing and installing HDPE bend 25mm dia | Each | 217.56 | 436.99 | Each | 217.56 | 436.99 | 24.3.4,
24-30-g-03 | Providing and installing HDPE bend 32mm dia | Each | 217.56 | 523.74 | Each | 217.56 | 523.74 | 24.3.4,
24-30-g-04 | Providing and installing HDPE bend 40mm dia | Each | 282.93 | 862.63 | Each | 282.93 | 862.63 | 24.3.4,
24-30-g-05 | Providing and installing HDPE bend 50mm dia | Each | 282.93 | 1272.91 | Each | 282.93 | 1272.91 | 24.3.4,
24-30-g-06 | Providing and installing HDPE bend 63mm dia | Each | 282.93 | 1905.68 | Each | 282.93 | 1905.68 | 24.3.4,
24-30-g-07 | Providing and installing HDPE bend 75mm dia | Each | 309.37 | 2804.74 | Each | 309.37 | 2804.74 | 24.3.4,
24-30-g-08 | Providing and installing HDPE bend 90mm dia | Each | 309.37 | 4223.37 | Each | 309.37 | 4223.37 | 24.3.4,
24-30-g-09 | Providing and installing HDPE bend 110mm dia | Each | 412.41 | 7811.76 | Each | 412.41 | 7811.76 | 24.3.4,
24-30-g-10 | Providing and installing HDPE bend 160mm dia | Each | 412.41 | 10871 | Each | 412.41 | 10871 | 24.3.4,
24-30-g-11 | Providing and installing HDPE bend 200mm dia | Each | 412.41 | 16924.44 | Each | 412.41 | 16924.44 | 24.3.4,
24-30-g-12 | Providing and installing HDPE bend 250mm dia | Each | 412.41 | 24629.97 | Each | 412.41 | 24629.97 | 24.3.4,
24-30-g-13 | Providing and installing HDPE bend 300mm dia | Each | 412.41 | 46091.91 | Each | 412.41 | 46091.91 | 24.3.4,
24-30-h-01 | Providing and installing HDPE adaptor 20mm | Each | 115.47 | 207.33 | Each | 115.47 | 207.33 | 24.3.4,
24-30-h-02 | Providing and installing HDPE adaptor 25mm | Each | 115.47 | 258.36 | Each | 115.47 | 258.36 | 24.3.4,
24-30-h-03 | Providing and installing HDPE adaptor 32mm | Each | 115.47 | 345.11 | Each | 115.47 | 345.11 | 24.3.4,
24-30-h-04 | Providing and installing HDPE adaptor 40mm | Each | 137.73 | 438.81 | Each | 137.73 | 438.81 | 24.3.4,
24-30-h-05 | Providing and installing HDPE adaptor 50mm | Each | 137.73 | 663.34 | Each | 137.73 | 663.34 | 24.3.4,
24-30-h-06 | Providing and installing HDPE adaptor 63mm | Each | 137.73 | 1020.12 | Each | 137.73 | 1020.12 | 24.3.4,
24-30-h-07 | Providing and installing HDPE adaptor 75mm | Each | 144.41 | 1573.25 | Each | 144.41 | 1573.25 | 24.3.4,
24-30-h-08 | Providing and installing HDPE adaptor 90mm | Each | 144.41 | 2073.34 | Each | 144.41 | 2073.34 | 24.3.4,
24-30-h-09 | Providing and installing HDPE adaptor 110mm | Each | 206.2 | 3992.63 | Each | 206.2 | 3992.63 | 24.3.4,
24-30-h-10 | Providing and installing HDPE adaptor 160mm | Each | 206.2 | 4033.45 | Each | 206.2 | 4033.45 | 24.3.4,
24-30-h-11 | Providing and installing HDPE adaptor 200mm | Each | 206.2 | 5309.2 | Each | 206.2 | 5309.2 | 24.3.4,
24-30-h-12 | Providing and installing HDPE adaptor 250mm | Each | 206.2 | 6584.95 | Each | 206.2 | 6584.95 | 24.3.4,
24-30-h-13 | Providing and installing HDPE adaptor 300mm | Each | 206.2 | 7860.7 | Each | 206.2 | 7860.7 | 24.3.4,
24-31-a | S/H/J G.I. Flanged Pipe 18" i/d 6.35mm thick | Rft | 1810.63 | 7065.5 | m | 5940.38 | 23180.79 | 24.3.5.3 ,
24-31-b | S/H/J G.I. Flanged Pipe 16" i/d 6.35mm thick | Rft | 808.52 | 5407.29 | m | 2652.61 | 17740.46 | 24.3.5.3 ,
24-31-c | S/H/J G.I. Flanged Pipe 12" i/d 6.35mm thick | Rft | 905.31 | 4386.29 | m | 2970.19 | 14390.71 | 24.3.5.3 ,
24-31-d | S/H/J G.I. Flanged Pipe 10" i/d 6.35mm thick | Rft | 754.44 | 3710.93 | m | 2475.19 | 12174.98 | 24.3.5.3 ,
24-31-e | S/H/J G.I. Flanged Pipe 8" i/d 5 mm thick | Rft | 603.43 | 2465.42 | m | 1979.77 | 8088.65 | 24.3.5.3 ,
24-31-f | S/H/J G.I. Flanged Pipe 6" i/d 5 mm thick | Rft | 452.66 | 1810.42 | m | 1485.1 | 5939.7 | 24.3.5.3 ,
24-31-g | S/H/J G.I. Flanged Pipe 4" i/d 5 mm thick | Rft | 301.78 | 1182.66 | m | 990.1 | 3880.11 | 24.3.5.3 ,
24-32-a | S/H/J MS Flanged Pipe 18" i/d 6.35 mm thick | Rft | 1508.75 | 7887.5 | m | 4949.96 | 25877.62 | 24.3.6.23
24-32-b | S/H/J MS Flanged Pipe 16" i/d 6.35 mm thick | Rft | 1005.94 | 5501.44 | m | 3300.33 | 18049.35 | 24.3.6.23
24-32-c | S/H/J MS Flanged Pipe 12" i/d 6.35mm | Rft | 754.44 | 4034.94 | m | 2475.19 | 13237.99 | 24.3.6.23
24-32-d | S/H/J MS Flanged Pipe 10" i/d 6.35mm thick | Rft | 603.43 | 3337.18 | m | 1979.77 | 10948.76 | 24.3.6.23
24-32-e | S/H/J MS Flanged Pipe 8" i/d 5mm thick | Rft | 502.91 | 2689.91 | m | 1649.95 | 8825.15 | 24.3.6.23
24-32-f | S/H/J MS Flanged Pipe 6" i/d 5mm thick | Rft | 402.28 | 1981.78 | m | 1319.81 | 6501.9 | 24.3.6.23
24-32-g | S/H/J MS Flanged Pipe 4" i/d 5mm thick | Rft | 251.4 | 1344.9 | m | 824.81 | 4412.41 | 24.3.6.23
24-33-a | Deleted | Each | 0 | 0 | Each | 0 | 0 | 0
24-33-b | Supplying and fixing, cast iron manhole cover with frame, etc. (Heavey Type) of approved quality complete. 12" (300 mm) dia. | Each | 74.7 | 1593.45 | Each | 74.7 | 1593.45 | 0
24-33-c | Supplying and fixing, cast iron manhole cover with frame, etc. (Heavey Type) of approved quality complete. 18" (450 mm) dia. | Each | 74.7 | 1814.58 | Each | 74.7 | 1814.58 | 0
24-33-d | Supplying and fixing, cast iron manhole cover with frame, etc. (Heavey Type) of approved quality complete. 24" (600 mm) dia. | Each | 104.58 | 3902.67 | Each | 104.58 | 3902.67 | 0
24-34 | Supplying and Fixing flat iron (2"x3/8") ladder for OHR, holes @ 15" c/c, steps of MS bars 5/8" i/d & paint compl | Rft | 66.76 | 1421.23 | m | 219.04 | 4662.84 | 0
24-35 | Supplying and Fixing C.I. vent pipe for storage522tanks including jally etc | Rft | 4.95 | 510.39 | m | 16.24 | 1674.5 | 24.3.5.1,
24-36-a | Supplying and Fixing MS cap of 3/8" thick sheet : 10" i/d | Each | 26.15 | 3811.64 | Each | 26.15 | 3811.64 | 24.3.6.23
24-36-b | Supplying and Fixing MS cap of 3/8" thick sheet : 8" i/d | Each | 26.15 | 1837.26 | Each | 26.15 | 1837.26 | 24.3.6.23
24-36-c | Supplying and Fixing MS cap of 3/8" thick sheet : 6" i/d | Each | 26.15 | 1245.32 | Each | 26.15 | 1245.32 | 24.3.6.23
24-36-d | Supplying and Fixing MS cap of 3/8" thick sheet : 4" i/d | Each | 26.15 | 711.48 | Each | 26.15 | 711.48 | 24.3.6.23
24-37-a | Providing and fixing MS Flanges5223" dia (3/8" Thick) | Pair | 89.64 | 454.14 | Pair | 89.64 | 454.14 | 24.3.5.3 ,
24-37-b | Providing and fixing MS Flanges5224" dia (3/8" Thick) | Pair | 119.52 | 544.77 | Pair | 119.52 | 544.77 | 24.3.5.3 ,
24-37-c | Providing and fixing MS Flanges5226" dia (3/8" Thick) | Pair | 149.4 | 756.9 | Pair | 149.4 | 756.9 | 24.3.5.3 ,
24-37-d | Providing and fixing MS Flanges5228" dia (3/8"Thick) | Pair | 186.75 | 976.5 | Pair | 186.75 | 976.5 | 24.3.5.3 ,
24-37-e | Providing and fixing MS Flanges52210" dia (3/8"Thick) | Pair | 298.8 | 1453.05 | Pair | 298.8 | 1453.05 | 24.3.5.3 ,
24-38-a | Supplying and Fixing Flanged Expansion Joints BSS 2035: 18" i/d | Each | 1711.88 | 80686.88 | Each | 1711.88 | 80686.88 | 24.3.6.2
24-38-b | Supplying and Fixing Flanged Expansion Joints BSS 2035: 16" i/d | Each | 1711.88 | 62461.88 | Each | 1711.88 | 62461.88 | 24.3.6.2
24-38-c | Supplying and Fixing Flanged Expansion Joints BSS 2035: 12" i/d | Each | 1711.88 | 33301.88 | Each | 1711.88 | 33301.88 | 24.3.6.2
24-38-d | Supplying and Fixing Flanged Expansion Joints BSS 2035: 10" i/d | Each | 1711.88 | 20544.38 | Each | 1711.88 | 20544.38 | 24.3.6.2
24-38-e | Supplying and Fixing Flanged Expansion Joints BSS 2035: 8" i/d | Each | 1301.03 | 15881.03 | Each | 1301.03 | 15881.03 | 24.3.6.2
24-38-f | Supplying and Fixing Flanged Expansion Joints BSS 2035: 6" i/d | Each | 1301.03 | 11021.03 | Each | 1301.03 | 11021.03 | 24.3.6.2
24-38-g | Supplying and Fixing Flanged Expansion Joints BSS 2035: 4" i/d | Each | 971.1 | 9476.1 | Each | 971.1 | 9476.1 | 24.3.6.2
24-39-a | Supplying and Fixing MS Suspension Clamp 3/8" thick for housing pipe : 18" i/d | Each | 2639.4 | 6512.21 | Each | 2639.4 | 6512.21 | 24.3.6.13.
24-39-b | Supplying and Fixing MS Suspension Clamp 3/8" thick for housing pipe : 16" i/d | Each | 2639.4 | 5468.08 | Each | 2639.4 | 5468.08 | 24.3.6.13.
24-39-c | Supplying and Fixing MS Suspension Clamp 3/8" thick for housing pipe : 12" i/d | Each | 1649.63 | 3548.06 | Each | 1649.63 | 3548.06 | 24.3.6.13.
24-39-d | Supplying and Fixing MS Suspension Clamp 3/8" thick for housing pipe : 10" i/d | Each | 989.78 | 2538.9 | Each | 989.78 | 2538.9 | 24.3.6.13.
24-39-e | Supplying and Fixing MS Suspension Clamp 3/8" thick for housing pipe : 8" i/d | Each | 659.85 | 1931.81 | Each | 659.85 | 1931.81 | 24.3.6.13.
24-39-f | Supplying and Fixing MS Suspension Clamp 3/8" thick for housing pipe : 6" i/d | Each | 494.89 | 1558.01 | Each | 494.89 | 1558.01 | 24.3.6.13.
24-39-g | Supplying and Fixing MS Suspension Clamp 3/8"522thick for housingpipe : 4" i/d | Each | 329.92 | 709.61 | Each | 329.92 | 709.61 | 24.3.6.13.
24-40 | Supplying and Fixing PVC Water Stopper 8" wide 3/8" thick. Providing and fixing PVC water stopper 8" wide 3/8" thick in verticle (Wall/Column) or horizontal (Floor/Slab) expansion joint inclusing cutting and jointing complete in all respects. | Rft | 20.13 | 172 | m | 66.03 | 564.31 | 0
24-41 | Conducting Elec: Resistivity survey of the area and furnishing its reports. | No | 2490 | 32439.75 | No | 2490 | 32439.75 | 0
24-42 | Logging of bore hole with electrical equipment and furnishing reports. | Job | 2988 | 23643 | Job | 2988 | 23643 | 0
24-43 | Providing and lowering pezu meter 1.25" GI pipe522including allaccessories. | Rft | 114.94 | 468.62 | m | 377.11 | 1537.46 | 24.3.5.3 ,
24-44 | P&L Reflux valves (C.I) of BSS quality/weight including jointing material 3" i/d-6" i/d. | Each | 967.98 | 5827.98 | Each | 967.98 | 5827.98 | 24.3.5.6.6
24-45-a | Laying cut, joint, test & disinfect of 8"i/d of GI522pipe line including cost of welding, excavation and filling compaction etc complete. | Joint | 376.8 | 1725.45 | Joint | 376.8 | 1725.45 | 24.3.5.3 ,
24-45-b | Laying cut, joint, test & disinfect of 6"i/d of GI522pipe line including cost of welding, excavation and filling compaction etc complete. | Joint | 376.8 | 1636.51 | Joint | 376.8 | 1636.51 | 24.3.5.3 ,
24-45-c | Laying cut, joint, test & disinfect of 4"i/d of GI522pipe line including cost of welding, excavation and filling compaction etc complete. | Joint | 376.8 | 1076.64 | Joint | 376.8 | 1076.64 | 24.3.5.3 ,
24-45-d | Laying cut, joint, test & disinfect of 3"i/d of GI522pipe line including cost of welding, excavation and filling compaction etc complete. | Joint | 376.8 | 871.06 | Joint | 376.8 | 871.06 | 24.3.5.3 ,
24-45-e | Laying cut, joint, test & disinfect of 2-1/2"i/d of522GI pipe line including cost of welding, excavation and filling compaction etc complete. | Joint | 376.8 | 814.2 | Joint | 376.8 | 814.2 | 24.3.5.3 ,
24-46 | Testing of soil for bearing capacity & chemical contents upto any depth. | Rft | 1214.62 | 6156.33 | m | 3984.98 | 20197.94 | 0
24-47-a | Supply and Fixing Affridev type hand pump with all accessories except riser pipe. | Each | 1151.63 | 21806.63 | Each | 1151.63 | 21806.63 | 0
24-47-b | Supply and Fixing a simple hand pump (Single handle) upto 80 Feet | Each | 1151.63 | 10871.63 | Each | 1151.63 | 10871.63 | 0
24-48-a | Supply and installation of manually controlled voltage regulator oil cooled with 99.9% copper winding, and independed control regulator on each phase 20-30 KVA | Each | 1494 | 151183.95 | Each | 1494 | 151184 | 0
24-48-b | Supply and installation of manually controlled voltage regulator oil cooled with 99.9% copper winding, and independed control regulator on each phase 35-50 KVA | Each | 1494 | 266437.41 | Each | 1494 | 266437.41 | 0
24-48-c | Supply and installation of manually controlled voltage regulator oil cooled with 99.9% copper winding, and independed control regulator on each phase 60-100 KVA | Each | 1494 | 577221.75 | Each | 1494 | 577221.81 | 0
24-48-d | Supply and installation of three phase automatic voltage stabilizers having output volatage of 400 volts ±5%, three phase 99.9% copper wound with protective devices 20-30 KV A | Each | 1494 | 183808.39 | Each | 1494 | 183808.41 | 0
24-48-e | Supply and installation of three phase automatic voltage stabilizers having output volatage of 400 volts ±5%, three phase 99.9% copper wound with protective devices 35-50 KVA | Each | 1494 | 414268.38 | Each | 1494 | 414268.41 | 0
24-48-f | Supply and installation of three phase automatic voltage stabilizers having output volatage of 400 volts ±5%, three phase 99.9% copper equipped with protective devices 60-100 KV A | Each | 1494 | 673176.38 | Each | 1494 | 673176.38 | 0
24-49-a | Providing and Fixing Brass peet / gate valve 1" dia | Each | 104.58 | 1072.53 | Each | 104.58 | 1072.53 | 24.3.5.5.2
24-49-b | Providing and Fixing Brass peet / gate valve 1.25" dia | Each | 119.52 | 1751.67 | Each | 119.52 | 1751.67 | 24.3.5.5.2
24-49-c | Providing and Fixing Brass peet / gate valve 1.5" dia | Each | 119.52 | 2104.02 | Each | 119.52 | 2104.02 | 24.3.5.5.2
24-49-d | Providing and Fixing Brass peet / gate valve 2" dia | Each | 119.52 | 3112.47 | Each | 119.52 | 3112.47 | 24.3.5.5.2
24-49-e | Providing and Fixing Brass peet / gate valve 2.5" dia | Each | 119.52 | 4168.3 | Each | 119.52 | 4168.3 | 24.3.5.5.2
24-49-f | Providing and Fixing Brass peet / gate valve 3" dia | Each | 119.52 | 7269.39 | Each | 119.52 | 7269.39 | 24.3.5.5.2
24-49-g | Providing and Fixing Brass peet / gate valve 4" dia | Each | 119.52 | 13294.17 | Each | 119.52 | 13294.17 | 24.3.5.5.2
24-49-h | Providing and Fixing Brass peet / gate valve 6\" dia | Each | 119.52 | 23812.02 | each | 119.52 | 23812.02 | 24.3.5.5.2
24-50-a-01 | Deleted | Each | 0 | 0 | Each | 0 | 0 | 0
24-50-a-02 | Deleted | Each | 0 | 0 | Each | 0 | 0 | 0
24-50-a-03 | Deleted | Each | 0 | 0 | Each | 0 | 0 | 0
24-50-a-04 | Deleted | Each | 0 | 0 | Each | 0 | 0 | 0
24-50-a-05 | Deleted | Each | 0 | 0 | Each | 0 | 0 | 0
24-50-a-06 | Deleted | Each | 0 | 0 | Each | 0 | 0 | 0
24-50-a-07 | Deleted | Each | 0 | 0 | Each | 0 | 0 | 0
24-50-a-08 | Deleted | Each | 0 | 0 | each | 0 | 0 | 0
24-50-b-01 | Deleted | Each | 0 | 0 | Each | 0 | 0 | 0
24-50-b-02 | Deleted | Each | 0 | 0 | Each | 0 | 0 | 0
24-50-b-03 | Deleted | Each | 0 | 0 | Each | 0 | 0 | 0
24-50-b-04 | Deleted | Each | 0 | 0 | Each | 0 | 0 | 0
24-50-b-05 | Deleted | Each | 0 | 0 | Each | 0 | 0 | 0
24-50-c-01 | Supply and installation of Submersible Flat Cable made of 99.9% copper, coated with double PVC as per BSS Standards, 3x10 mm2 | Meter | 99.6 | 975.37 | Meter | 99.6 | 975.37 | 0
24-50-c-02 | Supply and installation of Submersible Flat Cable made of 99.9% copper, coated with double PVC as per BSS Standards, 3x16 mm2 | Meter | 99.6 | 1155.9 | Meter | 99.6 | 1155.9 | 0
24-50-c-03 | Supply and installation of Submersible Flat Cable made of 99.9% copper, coated with double PVC as per BSS Standards, 3x25 mm2 | Meter | 99.6 | 2130.93 | Meter | 99.6 | 2130.93 | 0
24-50-c-04 | Supply and installation of Submersible Flat Cable made of 99.9% copper, coated with double PVC as per BSS Standards, 3x35 mm2 | Meter | 99.6 | 2455.95 | Meter | 99.6 | 2455.95 | 0
24-50-c-05 | Supply and installation of Submersible Flat Cable made of 99.9% copper, coated with double PVC as per BSS Standards, 3x6 mm2 | meter | 99.6 | 599.32 | meter | 99.6 | 599.32 | 0
24-51-a | Repair of C.I sluice valve/ reflux valve i/c packing sheet, nuts, bolts, spindle etc: complete of the522following size.a) 3" (75 mm) dia of Valve | Each | 1008.45 | 1008.45 | Each | 1008.45 | 1008.45 | 24.3.5.5.2
24-51-b | Repair of C.I sluice valve/ reflux valve i/c packing sheet, nuts, bolts, spindle etc: complete of the522following size.a) 4" (100 mm) dia of Valve | Each | 1176.53 | 1176.52 | each | 1176.53 | 1176.53 | 24.3.5.5.2
24-51-c | Repair of C.I sluice valve/ reflux valve i/c packing sheet, nuts, bolts, spindle etc: complete of the522following size.a) 6" (150 mm) dia of Valve | Each | 1344.6 | 1344.6 | each | 1344.6 | 1344.6 | 24.3.5.5.2
24-52-a | Repair /removal & testing of leakages in existing/ already laid pipe line i/c cost of extraction/522excavation with welding joint coating with bictumen/ red oxide and reinstallation to its original position after refilling with execavated material etc: complete in all respect of the following sizes. a) 6" (150 mm) dia of Valve | Each | 1624.72 | 2063.34 | Each | 1624.72 | 2063.34 | 24.3.6.25
24-52-b | Repair /removal & testing of leakages in existing/ already laid pipe line i/c cost of extraction/522excavation with welding joint coating with bictumen/ red oxide and reinstallation to its original position after refilling with execavated material etc: complete in all respect of the following sizes. a) 4" (100 mm) dia of Valve | Each | 1624.72 | 1975.86 | Each | 1624.72 | 1975.86 | 24.3.6.25
24-52-c | Repair /removal & testing of leakages in existing/ already laid pipe line i/c cost of extraction/522excavation with welding joint coating with bictumen/ red oxide and reinstallation to its original position after refilling with execavated material etc: complete in all respect of the following sizes. a) 3" (75 mm) dia of Valve | Each | 1375.72 | 1726.86 | Each | 1375.72 | 1726.86 | 24.3.6.25
24-52-d | Repair /removal & testing of leakages in existing/ already laid pipe line i/c cost of extraction/522excavation with welding joint coating with bictumen/ red oxide and reinstallation to its original position after refilling with execavated material etc: complete in all respect of the following sizes. a) 2" (50 mm) dia of Valve | Each | 1375.72 | 1639.38 | Each | 1375.72 | 1639.38 | 24.3.6.25
24-53-a | Replacement of existing/ GM Peet valve of the following sizes i/c cost of Union Nipple, Sockets etc : 1" dia | Each | 249 | 1807.44 | Each | 249 | 1807.44 | 24.3.5.5.6
24-53-b | Providing and Fixing Brass peet / gate valve 1.25" dia | Each | 249 | 2715.12 | Each | 249 | 2715.12 | 24.3.5.5.6
24-53-c | Providing and Fixing Brass peet / gate valve 1.5" dia | Each | 249 | 3338.66 | Each | 249 | 3338.66 | 24.3.5.5.6
24-53-d | Providing and Fixing Brass peet / gate valve 2" dia | Each | 373.5 | 5032.94 | Each | 373.5 | 5032.94 | 24.3.5.5.6
24-53-e | Providing and Fixing Brass peet / gate valve 2.5" dia | Each | 373.5 | 7761.1 | Each | 373.5 | 7761.1 | 24.3.5.5.6
24-54-a | Replacement of existing damaged rusted &522chocked G.I pipe with new GI pipes of EN 10255 -2004 (Medium Approved Quality ) including laying, cutting, jointing, testing and disinfecting with socket joint including specials and valves etc.Complete as per specifications 1" ( 25 mm) Nominal Pipe Size (NPS) | Rft | 14.99 | 349.52 | m | 49.18 | 1146.71 | 24.3.5.3 ,
24-54-b | Replacement of existing damaged rusted &522chocked G.I pipe with new GI pipes of EN 10255 -2004 (Medium Approved Quality ) including laying, cutting, jointing, testing and disinfecting with socket joint including specials and valves etc.Complete as per specifications 1W ( 32 mm) Nominal Pipe Size (NPS) | Rft | 16.58 | 447.75 | m | 54.41 | 1468.99 | 24.3.5.3 ,
24-54-c | Replacement of existing damaged rusted &522chocked G.I pipe with new GI pipes of EN 10255 -2004 (Medium Approved Quality ) including laying, cutting, jointing, testing and disinfecting with socket joint including specials and valves etc.Complete as per specifications '1/" (40 mm) Nominal Pipe Size (NPS) | Rft | 16.58 | 513.65 | m | 54.41 | 1685.2 | 24.3.5.3 ,
24-54-d | Replacement of existing damaged rusted &522chocked G.I pipe with new GI pipes of EN 10255 -2004 (Medium Approved Quality ) including laying, cutting, jointing, testing and disinfecting with socket joint including specials and valves etc.Complete as per specifications '2" (50 mm) Nominal Pipe Size (NPS) | Rft | 17.03 | 715.25 | m | 55.88 | 2346.62 | 24.3.5.3 ,
24-54-e | Replacement of existing damaged rusted &522chocked G.I pipe with new GI pipes of EN 10255 -2004 (Medium Approved Quality ) including laying, cutting, jointing, testing and disinfecting with socket joint including specials and valves etc.Complete as per specifications '21/2" (65 mm) Nominal Pipe Size (NPS) | Rft | 17.43 | 910.19 | m | 57.19 | 2986.18 | 24.3.5.3 ,
24-54-f | Replacement of existing damaged rusted &522chocked G.I pipe with new GI pipes of EN 10255 -2004 (Medium Approved Quality ) including laying, cutting, jointing, testing and disinfecting with socket joint including specials and valves etc.Complete as per specifications 3" (75 mm) Nominal Pipe Size (NPS) | Rft | 20.17 | 1176.84 | m | 66.17 | 3861.03 | 24.3.5.3 ,
24-54-g | Replacement of existing damaged rusted &522chocked G.I pipe with new GI pipes of EN 10255 -2004 (Medium Approved Quality ) including laying, cutting, jointing, testing and disinfecting with socket joint including specials and valves etc.Complete as per specifications 4" ( 100 mm) Nominal Pipe Size (NPS) | Rft | 21.31 | 1702.8 | m | 69.93 | 5586.62 | 24.3.5.3 ,
24-55-a | Supply and Fixing MS Column pipe for Deep well Turbine (DWT) pumps for 4" ( 100 mm) Nominal Pipe Size (NPS), 3/16" thick, 10' length | Rft | 87.15 | 1211.15 | m | 285.93 | 3973.58 | 24.3.6.23
24-55-b | Supply and Fixing MS Column pipe for Deep well Turbine (DWT) pumps for 6" ( 100 mm) Nominal Pipe Size (NPS), 3/16" thick, 10' length | Rft | 104.58 | 1848.2 | m | 343.11 | 6063.65 | 24.3.6.23
24-55-c | Supply and Fixing MS Column pipe for Deep well Turbine (DWT) pumps for 2.5" ( 63 mm) Nominal Pipe Size (NPS), 3/16" thick, 10' length | Rft | 87.15 | 803.98 | m | 285.93 | 2637.72 | 24.3.6.23
24-55-d | Supply and Fixing MS Column pipe for Deep well Turbine (DWT) pumps for 3" ( 75 mm) Nominal Pipe Size (NPS), 3/16" thick, 10' length | Rft | 87.15 | 939.59 | m | 285.93 | 3082.63 | 24.3.6.23
24-56-a | Supply and Fixing MS Column pipe with flanges for sub,erssible pump : 4" ( 100 mm) Nominal Pipe Size (NPS), 3/16" thick, 10’ length | Rft | 87.15 | 1315.97 | m | 285.93 | 4317.49 | 24.3.6.23
24-56-b | Supply and Fixing MS Column pipe with flanges for sub,erssible pump : 3" ( 75 mm) Nominal Pipe Size (NPS), 3/16" thick, 10’ length | Rft | 87.15 | 1044.87 | m | 285.93 | 3428.06 | 24.3.6.23
24-56-c | Supply and Fixing MS Column pipe with flanges for sub,erssible pump : 2.5" ( 63 mm) Nominal Pipe Size (NPS), 3/16" thick, 10’ length | Rft | 87.15 | 909.33 | m | 285.93 | 2983.37 | 24.3.6.23
24-57-a | Tubewell Development/yield test with pumping unit minimum 8 hours for tube wells more than 6" dia | Job | 996 | 9258 | Job | 996 | 9258 | 0
24-57-b | Tubewell Development/yield test with pumping unit minimum 8 hours for tube wells upto 6" dia | Job | 996 | 28880.25 | Job | 996 | 28880.25 | 0
24-58-a | Supply and installation of Column pipe for Bowl Assembly of ASTM53 standard material with stainless steel nut bolts/double galvanized and flanges thickness 20mm, with outside surface epoxy coated, 2.5" size | Rft | 199.2 | 985.32 | m | 653.54 | 3232.69 | 0
24-58-b | Supply and installation of Column pipe for Bowl Assembly of ASTM53 standard material with stainless steel nut bolts/double galvanized and flanges thickness 20mm, with outside surface epoxy coated, 3" size | Rft | 224.1 | 1268.95 | m | 735.24 | 4163.21 | 0
24-58-c | Supply and installation of Column pipe for Bowl Assembly of ASTM53 standard material with stainless steel nut bolts/double galvanized and flanges thickness 20mm, with outside surface epoxy coated, 4" size | Rft | 249 | 1711.77 | m | 816.93 | 5616.04 | 0
24-58-d | Supply and installation of Column pipe for Bowl Assembly of ASTM53 standard material with stainless steel nut bolts/double galvanized and flanges thickness 20mm, with outside surface epoxy coated, 5" size | Rft | 311.25 | 2293.13 | m | 1021.16 | 7523.4 | 0
24-59-a | Replacement of existing S.S sluice valve for high head lines i.e with pumping machienry and pumping main i/c required fitting (if necessary i/c flanges, packing sheet, bolts & Nuts etc a) 3" (75 mm) dia of Valve | Each | 756.34 | 26484.21 | Each | 756.34 | 26484.21 | 24.3.5.5.2
24-59-b | Replacement of existing S.S sluice valve for high head lines i.e with pumping machienry and pumping main i/c required fitting (if necessary i/c flanges, packing sheet, bolts & Nuts etc b) 4" (100 mm) dia of Valve | Each | 756.34 | 32581.08 | Each | 756.34 | 32581.08 | 24.3.5.5.2
24-59-c | Replacement of existing S.S sluice valve for high head lines i.e with pumping machienry and pumping main i/c required fitting (if necessary i/c flanges, packing sheet, bolts & Nuts etc c) 6" (150 mm) dia of Valve | Each | 1139.18 | 40409.92 | Each | 1139.18 | 40409.92 | 24.3.5.5.2
24-60-a | Replacement of existing C.I sluice valve for distribution net work AERO Type (Mughal Made original) of requried fittings if necessary i/c flanges, Pakcing sheet, bolts & Nuts etc complete. a) 3" (75 mm) dia of Valve | Each | 756.34 | 8137.71 | Each | 756.34 | 8137.71 | 24.3.5.5.2
24-60-b | Replacement of existing C.I sluice valve for distribution net work AERO Type (Mughal Made original) of requried fittings if necessary i/c flanges, Pakcing sheet, bolts & Nuts etc complete. b) 4" (100 mm) dia of Valve | Each | 756.34 | 25291.08 | Each | 756.34 | 25291.08 | 24.3.5.5.2
24-60-c | Replacement of existing C.I sluice valve for distribution net work AERO Type (Mughal Made original) of requried fittings if necessary i/c flanges, Pakcing sheet, bolts & Nuts etc complete. c) 6" (150 mm) dia of Valve | Each | 756.34 | 26484.21 | Each | 756.34 | 26484.21 | 24.3.5.5.2
24-60-d | Replacement of existing C.I sluice valve for distribution net work AERO Type of required fittings if necessary i/c flanges, Pakcing sheet, bolts & Nuts etc complete. b) 4\" (100 mm) dia of Valve | Each | 756.34 | 32581.08 | Each | 756.34 | 32581.08 | 24.3.5.5.2
24-60-e | Replacement of existing C.I sluice valve for distribution net work AERO Type of requried fittings if necessary i/c flanges, Pakcing sheet, bolts & Nuts etc complete. b) 5\" (100 mm) dia of Valve | Each | 1139.18 | 21577.42 | Each | 1139.18 | 21577.42 | 24.3.5.5.2
24-60-f | Replacement of existing C.I sluice valve for distribution net work AERO Type of requried fittings if necessary i/c flanges, Pakcing sheet, bolts & Nuts etc complete. c) 6\" (150 mm) dia of Valve | Each | 1139.18 | 40409.92 | Each | 1139.18 | 40409.92 | 24.3.5.5.2
24-61-a | Providing and fixing of packing sheet for valves i/c nuts, bolts as required at site complete. c) 6" (150 mm) dia of Valve | Each | 256.78 | 647.53 | Each | 256.78 | 647.53 | 24.3.5.5.2
24-61-b | Providing and fixing of packing sheet for valves i/c nuts, bolts as required at site complete. c) 4" (100 mm) dia of Valve | Each | 256.78 | 491.52 | Each | 256.78 | 491.52 | 24.3.5.5.2
24-61-c | Providing and fixing of packing sheet for valves i/c nuts, bolts as required at site complete. a) 3" (75 mm) dia of Valve | Each | 179.28 | 392.15 | Each | 179.28 | 392.15 | 0
24-61-d | Providing and fixing of packing sheet for valves i/c nuts, bolts as required at site complete. a) 2-1/2" (63 mm) dia of Valve | Each | 179.28 | 383.4 | Each | 179.28 | 383.4 | 0
24-62 | Cleaning of reservoirs in any capacity | Each | 996 | 996 | Each | 996 | 996 | 0
24-63 | Deleted | Job | 0 | 0 | Job | 0 | 0 | 0
24-64 | Supply and Fixing of Man Hole cover made of Angle iron fram 2'x2' size. | Each | 466.88 | 2295.45 | Each | 466.88 | 2295.45 | 0
24-65-a | Supply and Fixing of thrust bearing for Submersible motor (a) (10-25) Hp | Each | 466.88 | 12009.38 | Each | 466.88 | 12009.38 | 0
24-65-b | Supply and Fixing of thrust bearing for Submersible motor (b) (30-50) Hp | Each | 466.88 | 14074.88 | Each | 466.88 | 14074.88 | 0
24-66 | Supply and Fixing of Guide bearing for Electric522motors | Each | 466.88 | 1256.63 | Each | 466.88 | 1256.63 | 0
24-67 | Supply and Fixing of Stainless steel Top rod for Electric motors. | Each | 466.88 | 2380.5 | Each | 466.88 | 2380.5 | 0
24-68 | Supply and Fixing Carbon bush (Submercible) | Each | 466.88 | 1013.63 | Each | 466.88 | 1013.63 | 0
24-69-a | Supply and Fixing Rubber Bearing for Column shaft 2.5" | Each | 466.88 | 1438.88 | Each | 466.88 | 1438.88 | 0
24-69-b | Supply and Fixing Rubber Bearing for Column shaft 4" Supply and Fixing Rubber Bearing for Column | Each | 466.88 | 1681.88 | Each | 466.88 | 1681.88 | 0
24-69-c | Supply and Fixing Rubber Bearing for Column 522shaft 5" | Each | 466.88 | 2046.38 | Each | 466.88 | 2046.38 | 0
24-70-a | Furnish and install of column pipe socket 4'' dia. | Each | 149.4 | 1294.9 | Each | 149.4 | 1294.9 | 0
24-70-b | Furnish and install of column pipe socket 5'' dia. | Each | 149.4 | 2029.98 | Each | 149.4 | 2029.98 | 0
24-71 | Extraction of Turbine/submersible pump & lowering/ Installation of the same after necessary rapair. | Job | 11454 | 11454 | Job | 11454 | 11454 | 0
24-72-a | Providing and fixing G.I Flanges5223" dia (5/8"Thick) | Pair | 89.64 | 612.09 | Pair | 89.64 | 612.09 | 24.3.5.3 ,
24-72-b | Providing and fixing G.I Flanges5224" dia (5/8"Thick) | Pair | 119.52 | 720.95 | Pair | 119.52 | 720.95 | 24.3.5.3 ,
24-72-c | Providing and fixing G.I Flanges5226" dia (5/8"Thick) | Pair | 149.4 | 1036.35 | Pair | 149.4 | 1036.35 | 24.3.5.3 ,
24-72-d | Providing and fixing G.I Flanges5228" dia (5/8"Thick) | Pair | 186.75 | 1705.5 | Pair | 186.75 | 1705.5 | 24.3.5.3 ,
24-72-e | Providing and fixing G.I Flanges52210" dia (5/8"Thick) | Pair | 298.8 | 2103.07 | Pair | 298.8 | 2103.07 | 24.3.5.3 ,
24-73 | Riser Pipe for hand Pump (2" dia PVC Pipes) | RFT | 119.52 | 227.97 | m | 392.13 | 747.94 | 0
24-74-a | Providing and laying R.C.C pipe moulded with cement concrete 1:1-1/2:3, Class-2, including carriage of pipe from factory to site of work, jointing, cutting pipe where necessary, finishing and testing, etc. for culverts complete:- 6" i/d | Rft | 71.59 | 397.3 | m | 234.87 | 1303.49 | 0
24-74-b | Providing and laying R.C.C pipe moulded with cement concrete 1:1-1/2:3, Class-2, including carriage of pipe from factory to site of work, jointing, cutting pipe where necessary, finishing and testing, etc. for culverts complete:- 9" i/d wall thickness 1". | Rft | 80.93 | 558.69 | m | 265.5 | 1832.97 | 0
24-74-c | Providing and laying R.C.C pipe moulded with cement concrete 1:1-1/2:3, Class-2, including carriage of pipe from factory to site of work, jointing, cutting pipe where necessary, finishing and testing, etc. for culverts complete:-12" i/d, wall thickness 2". | Rft | 75.2 | 619.68 | m | 246.71 | 2033.06 | 0
24-74-d | Providing and laying R.C.C pipe moulded with cement concrete 1:1-1/2:3, Class-2, including carriage of pipe from factory to site of work, jointing, cutting pipe where necessary, finishing and testing, etc. for culverts complete:-18" i/d, wall thickness 2.2". | Rft | 94.12 | 883.87 | m | 308.8 | 2899.84 | 0
24-74-e | Providing and laying R.C.C pipe moulded with cement concrete 1:1-1/2:3, Class-2, including carriage of pipe from factory to site of work, jointing, cutting pipe where necessary, finishing and testing, etc. for culverts complete:-24" i/d, wall thickness 3". | Rft | 160.36 | 1179.44 | m | 526.1 | 3869.54 | 0
24-75 | Deleted | Job | 0 | 0 | Job | 0 | 0 | 0
24-76-a | Providing and Fixing of Submerssible pump with motor for pressure pump5220.5 HP | Each | 622.5 | 33670.5 | Each | 622.5 | 33670.5 | 0
24-76-b | Providing and Fixing of Submerssible pump with motor for pressure pump 1 HP | Each | 622.5 | 37072.5 | Each | 622.5 | 37072.5 | 0
24-76-c | Providing and Fixing of Submerssible pump with motor for pressure pump 1.5 HP | Each | 946.2 | 41162.7 | Each | 946.2 | 41162.7 | 0
24-76-d | Providing and Fixing of Submerssible pump with motor for pressure pump 2 HP | Each | 946.2 | 46812.45 | Each | 946.2 | 46812.45 | 0
24-77-a | Steel Rope for pressure pump 3/8" dia | Rft | 29.88 | 114.93 | m | 98.03 | 377.07 | 0
24-77-b | Steel Rope for pressure pump 1/2" dia | Rft | 29.88 | 127.08 | m | 98.03 | 416.93 | 0
24-78-a | Steel rope for suspension bridge ( Nallah Crossing) 3/4" dia | Rft | 124.5 | 403.95 | m | 408.46 | 1325.3 | 0
24-78-b | Steel rope for suspension bridge ( Nallah Crossing) 1" dia | Rft | 199.2 | 636.6 | m | 653.54 | 2088.58 | 0
24-78-c | Steel rope for suspension bridge ( Nallah Crossing) 1-1/4" dia | Rft | 249 | 795.75 | m | 816.93 | 2610.73 | 0
24-79 | Electric Resistivity Survey for tubewell construction complete in all respects (minimum 03 locations). | No | 5308.68 | 33192.93 | No | 5308.68 | 33192.93 | 0
24-80 | Yield test by using air compressor in test bore. | Job | 996 | 9258 | Job | 996 | 9258 | 0
24-81 | Providing, installing and testing of submersible pump of 0.5 cusec (40 hp) tentative flow and 350 ft dynamic head, with 400 ft. pump setting, (peraMeter are variable depending upon yield test) for pumping clear water to under ground water tank, of M/S KSB or GRUNDFOS make including appropriate size of Sluice Valve, Check valve, Header pipe of required dia, Suction Pipes, Reflux Valve, Pressure Gauges, Motor Control Unit comprising of Automatic Stardelta Starter, MCCB, Ammeter, Volt Meter, Dry Running Protection Devices, Phase failure Device & Over/under Load Relay, all components are fixed in steel cabinet with lockable arrangement, mechanical installation, packing and transportation up to site complete. | Each | 2490 | 811680 | Each | 2490 | 811680 | 0
24-82 | Providing & installation of 20 BHP submersible pumping having a discharge 7000 gallons per hour against a total head of 150 ft i/c cost of all allied accessories, commissioning testing etc, complete in all respects. | Each | 2490 | 537090 | Each | 2490 | 537090 | 0
24-83 | Site clearance, grubbing and disposal of muddy water to nearest disposal point. | m2 | 860.54 | 3453.75 | 1000 SFT | 0.86 | 3.45 | 0
24-84 | Reaming of 15" dia Pilot bore hole, 0m to 360m, without casing pipes including withdrawings the boring pipes, washing the bore by means of pipe cylinder etc. all complete as per direction of engineer in-charge | m | 549.67 | 549.67 | RFT | 549.67 | 549.67 | 0
24-85 | Electrical log (self potential resistivty both short and normal) of test bore holes. | Each | 15201.45 | 66838.95 | Each | 15201.45 | 66838.95 | 0
24-86 | Installation of Anchor Bars in spill way & Dam Embankment by using No. 11 bar (11' length) including 3” dia bore-hole along with cement slurry bentonite. | Meter | 1403.61 | 4156.8 | Meter | 1403.61 | 4156.8 | 0
24-87 | Water Pressure Test including drilling and testing for calculation of water losses in bore-hole: 0-30 | Meter | 197.37 | 5057.37 | Meter | 197.37 | 5057.37 | 0
24-88 | Providing & Fixing of Chain Pulley Block of 3 ton capacity, Complete in all respects. | Each | 498 | 26620.5 | Each | 498 | 26620.5 | 0
24-89 | Providing & Fixing unservicable brass bushes for bowel assembly | Each | 249 | 3286.5 | Each | 249 | 3286.5 | 0
24-90-a | Supply & Installation, testing and commissioning of Submersible Pump (ISO - 9906 Certified) coupled with Submersible rewind-able Electric Motor with AC winding and all accessories like Motor Control Unit (equipped with UV/OV, dry run protection device, surge protection, phase reverse indicator) Complete in all accessories including NRV, Pressure Gauge, Sluice valve except column pipe and power cable for discharge less than or equal to 3000 iGPH and output capacity up to 1 WHP (As per Approved Technical Specifications) | WHP | 6162.75 | 244774.88 | 746 HW | 6162.75 | 244774.91 | 0
24-90-b | Supply & Installation, testing and commissioning of Submersible Pump (ISO - 9906 Certified) coupled with Submersible rewind-able Electric Motor with AC winding and all accessories like Motor Control Unit (equipped with UV/OV, dry run protection device, surge protection, phase reverse indicator) Complete in all accessories including NRV, Pressure Gauge, Sluice valve except column pipe and power cable for discharge less than or equal to 3000 iGPH and output capacity greater than 1 WHP and upto 3 WHP (As per Approved Technical Specifications) | WHP | 4930.2 | 226029.5 | 746 HW | 4930.2 | 226029.5 | 0
24-90-c | Supply & Installation, testing and commissioning of Submersible Pump (ISO - 9906 Certified) coupled with Submersible rewind-able Electric Motor with AC winding and all accessories like Motor Control Unit (equipped with UV/OV, dry run protection device, surge protection, phase reverse indicator) Complete in all accessories including NRV, Pressure Gauge, Sluice valve except column pipe and power cable for discharge less than or equal to 3000 iGPH and output capacity greater than 3 WHP and upto 6 WHP (As per Approved Technical Specifications) | WHP | 4313.92 | 194765.8 | 746 HW | 4313.92 | 194765.8 | 0
24-90-d | Supply & Installation, testing and commissioning of Submersible Pump (ISO - 9906 Certified) coupled with Submersible rewind-able Electric Motor with AC winding and all accessories like Motor Control Unit (equipped with UV/OV, dry run protection device, surge protection, phase reverse indicator) Complete in all accessories including NRV, Pressure Gauge, Sluice valve except column pipe and power cable for discharge less than or equal to 3000 iGPH and output capacity greater than 6 WHP and upto 10 WHP (As per Approved Technical Specifications) | WHP | 3697.65 | 113152.76 | 746 HW | 3697.65 | 113152.8 | 0
24-90-e | Supply & Installation, testing and commissioning of Submersible Pump (ISO - 9906 Certified) coupled with Submersible rewind-able Electric Motor with AC winding and all accessories like Motor Control Unit (equipped with UV/OV, dry run protection device, surge protection, phase reverse indicator) Complete in all accessories including NRV, Pressure Gauge, Sluice valve except column pipe and power cable for discharge less than or equal to 3000 iGPH and output capacity greater than 10 WHP and upto 15 WHP (As per Approved Technical Specifications) | WHP | 3081.38 | 104217.58 | 746 HW | 3081.38 | 104217.6 | 0
24-90-f | Supply & Installation, testing and commissioning of Submersible Pump (ISO - 9906 Certified) coupled with Submersible rewind-able Electric Motor with AC winding and all accessories like Motor Control Unit (equipped with UV/OV, dry run protection device, surge protection, phase reverse indicator) Complete in all accessories including NRV, Pressure Gauge, Sluice valve except column pipe and power cable for discharge less than or equal to 3000 iGPH and output capacity greater than 15 WHP and upto 20 WHP (As per Approved Technical Specifications) | WHP | 2465.1 | 94407.38 | 746 HW | 2465.1 | 94407.38 | 0
24-90-g | Supply & Installation, testing and commissioning of Submersible Pump (ISO - 9906 Certified) coupled with Submersible rewind-able Electric Motor with AC winding and all accessories like Motor Control Unit (equipped with UV/OV, dry run protection device, surge protection, phase reverse indicator) Complete in all accessories including NRV, Pressure Gauge, Sluice valve except column pipe and power cable for discharge less than or equal to 3000 iGPH and output capacity greater than 20 WHP (As per Approved Technical Specifications) | WHP | 1232.55 | 88577.73 | 746 HW | 1232.55 | 88577.73 | 0
24-91-a | Supply & Installation, testing and commissioning of Submersible Pump (ISO - 9906 Certified) coupled with Submersible rewind-able Electric Motor with AC winding and all accessories like Motor Control Unit (equipped with UV/OV, dry run protection device, surge protection, phase reverse indicator) Complete in all accessories including NRV, Pressure Gauge, Sluice valve except column pipe and power cable for discharge greater than 3000 iGPH and output capacity up to 1 WHP (As per Approved Technical Specifications) | WHP | 4313.92 | 137849.16 | 746 HW | 4313.92 | 137849.2 | 0
24-91-b | Supply & Installation, testing and commissioning of Submersible Pump (ISO - 9906 Certified) coupled with Submersible rewind-able Electric Motor with AC winding and all accessories like Motor Control Unit (equipped with UV/OV, dry run protection device, surge protection, phase reverse indicator) Complete in all accessories including NRV, Pressure Gauge, Sluice valve except column pipe and power cable for discharge greater than 3000 iGPH and output capacity greater than 1 WHP and upto 3 WHP (As per Approved Technical Specifications) | WHP | 4005.79 | 115650 | 746 HW | 4005.79 | 115650 | 0
24-91-c | Supply & Installation, testing and commissioning of Submersible Pump (ISO - 9906 Certified) coupled with Submersible rewind-able Electric Motor with AC winding and all accessories like Motor Control Unit (equipped with UV/OV, dry run protection device, surge protection, phase reverse indicator) Complete in all accessories including NRV, Pressure Gauge, Sluice valve except column pipe and power cable for discharge greater than 3000 iGPH and output capacity greater than 3 WHP and upto 6 WHP (As per Approved Technical Specifications) | WHP | 3697.65 | 102207.24 | 746 HW | 3697.65 | 102207.2 | 0
24-91-d | Supply & Installation, testing and commissioning of Submersible Pump (ISO - 9906 Certified) coupled with Submersible rewind-able Electric Motor with AC winding and all accessories like Motor Control Unit (equipped with UV/OV, dry run protection device, surge protection, phase reverse indicator) Complete in all accessories including NRV, Pressure Gauge, Sluice valve except column pipe and power cable for discharge greater than 3000 iGPH and output capacity greater than 6 WHP and upto 10 WHP (As per Approved Technical Specifications) | WHP | 2465.1 | 72078.55 | 746 HW | 2465.1 | 72078.55 | 0
24-91-e | Supply & Installation, testing and commissioning of Submersible Pump (ISO - 9906 Certified) coupled with Submersible rewind-able Electric Motor with AC winding and all accessories like Motor Control Unit (equipped with UV/OV, dry run protection device, surge protection, phase reverse indicator) Complete in all accessories including NRV, Pressure Gauge, Sluice valve except column pipe and power cable for discharge greater than 3000 iGPH and output capacity greater than 10 WHP and upto 15 WHP (As per Approved Technical Specifications) | WHP | 1232.55 | 59615.9 | 746 HW | 1232.55 | 59615.9 | 0
24-91-f | Supply & Installation, testing and commissioning of Submersible Pump (ISO - 9906 Certified) coupled with Submersible rewind-able Electric Motor with AC winding and all accessories like Motor Control Unit (equipped with UV/OV, dry run protection device, surge protection, phase reverse indicator) Complete in all accessories including NRV, Pressure Gauge, Sluice valve except column pipe and power cable for discharge greater than 3000 iGPH and output capacity greater than 15 WHP and upto 20 WHP (As per Approved Technical Specifications) | WHP | 924.41 | 43449.4 | 746 HW | 924.41 | 43449.4 | 0
24-91-g | Supply & Installation, testing and commissioning of Submersible Pump (ISO - 9906 Certified) coupled with Submersible rewind-able Electric Motor with AC winding and all accessories like Motor Control Unit (equipped with UV/OV, dry run protection device, surge protection, phase reverse indicator) Complete in all accessories including NRV, Pressure Gauge, Sluice valve except column pipe and power cable for discharge greater than 3000 iGPH and output capacity greater than 20 WHP and up to 30 WHP (As per Approved Technical Specifications) | WHP | 801.16 | 38957.21 | 746 HW | 801.16 | 38957.21 | 0
24-91-h | Supply & Installation, testing and commissioning of Submersible Pump (ISO - 9906 Certified) coupled with Submersible rewind-able Electric Motor with AC winding and all accessories like Motor Control Unit (equipped with UV/OV, dry run protection device, surge protection, phase reverse indicator) Complete in all accessories including NRV, Pressure Gauge, Sluice valve except column pipe and power cable for discharge greater than 3000 iGPH and output capacity greater than 30 WHP (As per Approved Technical Specifications) | WHP | 677.9 | 35845.82 | 746 HW | 677.9 | 35845.82 | 0
24-92-a | Supply & Installation, testing and commissioning of Solar Submersible Pump (ISO - 9906 Certified) coupled with Submersible rewind-able Electric Motor with AC winding and all accessories like Solar Pump Controller, du/dt filter Complete in all accessories including cooling jackets, NRV, Pressure Gauge, Sluice valves (02 Nos) except column pipe and power cable for discharge less than or equal to 3000 iGPH and output capacity up to 1 WHP (As per Approved Technical Specifications)Supply & Installation, testing and commissioning | WHP | 12325.5 | 454524.09 | 746 HW | 12325.5 | 454524.09 | 0
24-92-b | Supply & Installation, testing and commissioning of Solar Submersible Pump (ISO - 9906 Certified) coupled with Submersible rewind-able Electric Motor with AC winding and all accessories like Solar Pump Controller, du/dt filter Complete in all accessories including cooling jackets, NRV, Pressure Gauge, Sluice valves (02 Nos) except column pipe and power cable for discharge less than or equal to 3000 iGPH and output capacity greater than 1 WHP and up to 3 WHP (As per Approved Technical Specifications) | WHP | 11092.95 | 435778.75 | 746 HW | 11092.95 | 435778.81 | 0
24-92-c | Supply & Installation, testing and commissioning of Solar Submersible Pump (ISO - 9906 Certified) coupled with Submersible rewind-able Electric Motor with AC winding and all accessories like Solar Pump Controller, du/dt filter Complete in all accessories including cooling jackets, NRV, Pressure Gauge, Sluice valves (02 Nos) except column pipe and power cable for discharge less than or equal to 3000 iGPH and output capacity greater than 3 WHP and up to 6 WHP (As per Approved Technical Specifications) | WHP | 9244.13 | 258801.77 | 746 HW | 9244.13 | 258801.8 | 0
24-92-d | Supply & Installation, testing and commissioning of Solar Submersible Pump (ISO - 9906 Certified) coupled with Submersible rewind-able Electric Motor with AC winding and all accessories like Solar Pump Controller, du/dt filter Complete in all accessories including cooling jackets, NRV, Pressure Gauge, Sluice valves (02 Nos) except column pipe and power cable for discharge less than or equal to 3000 iGPH and output capacity greater than 6 WHP and up to 10 WHP (As per Approved Technical Specifications) | WHP | 7395.3 | 189090.77 | 746 HW | 7395.3 | 189090.8 | 0
24-92-e | Supply & Installation, testing and commissioning of Solar Submersible Pump (ISO - 9906 Certified) coupled with Submersible rewind-able Electric Motor with AC winding and all accessories like Solar Pump Controller, du/dt filter Complete in all accessories including cooling jackets, NRV, Pressure Gauge, Sluice valves (02 Nos) except column pipe and power cable for discharge less than or equal to 3000 iGPH and output capacity greater than 10 WHP and up to 15 WHP (As per Approved Technical Specifications) | WHP | 6162.75 | 190047.33 | 746 HW | 6162.75 | 190047.3 | 0
24-92-f | Supply & Installation, testing and commissioning of Solar Submersible Pump (ISO - 9906 Certified) coupled with Submersible rewind-able Electric Motor with AC winding and all accessories like Solar Pump Controller, du/dt filter Complete in all accessories including cooling jackets, NRV, Pressure Gauge, Sluice valves (02 Nos) except column pipe and power cable for discharge less than or equal to 3000 iGPH and output capacity greater than 15 WHP and up to 20 WHP (As per Approved Technical Specifications) | WHP | 4930.2 | 181919.09 | 746 HW | 4930.2 | 181919.09 | 0
24-92-g | Supply & Installation, testing and commissioning of Solar Submersible Pump (ISO - 9906 Certified) coupled with Submersible rewind-able Electric Motor with AC winding and all accessories like Solar Pump Controller, du/dt filter Complete in all accessories including cooling jackets, NRV, Pressure Gauge, Sluice valves (02 Nos) except column pipe and power cable for discharge less than or equal to 3000 iGPH and output capacity greater than 20 WHP (As per Approved Technical Specifications) | WHP | 2465.1 | 174856.89 | 746 HW | 2465.1 | 174856.91 | 0
24-93-a | Supply & Installation, testing and commissioning of Solar Submersible Pump (ISO - 9906 Certified) coupled with Submersible rewind-able Electric Motor with AC winding and all accessories like Solar Pump Controller, du/dt filter Complete in all accessories including cooling jackets, NRV, Pressure Gauge, Sluice valves (02 Nos) except column pipe and power cable for discharge greater 3000 iGPH and output capacity up to 1 WHP (As per Approved Technical Specifications) | WHP | 11709.22 | 348830.94 | 746 HW | 11709.22 | 348830.91 | 0
24-93-b | Supply & Installation, testing and commissioning of Solar Submersible Pump (ISO - 9906 Certified) coupled with Submersible rewind-able Electric Motor with AC winding and all accessories like Solar Pump Controller, du/dt filter Complete in all accessories including cooling jackets, NRV, Pressure Gauge, Sluice valves (02 Nos) except column pipe and power cable for discharge greater than 3000 iGPH and output capacity greater than 1 WHP and up to 3 WHP (As per Approved Technical Specifications) | WHP | 11092.95 | 306621.72 | 746 HW | 11092.95 | 306621.69 | 0
24-93-c | Supply & Installation, testing and commissioning of Solar Submersible Pump (ISO - 9906 Certified) coupled with Submersible rewind-able Electric Motor with AC winding and all accessories like Solar Pump Controller, du/dt filter Complete in all accessories including cooling jackets, NRV, Pressure Gauge, Sluice valves (02 Nos) except column pipe and power cable for discharge greater than 3000 iGPH and output capacity greater than 3 WHP and up to 6 WHP (As per Approved Technical Specifications) | WHP | 9860.4 | 180610.38 | 746 HW | 9860.4 | 180610.41 | 0
24-93-d | Supply & Installation, testing and commissioning of Solar Submersible Pump (ISO - 9906 Certified) coupled with Submersible rewind-able Electric Motor with AC winding and all accessories like Solar Pump Controller, du/dt filter Complete in all accessories including cooling jackets, NRV, Pressure Gauge, Sluice valves (02 Nos) except column pipe and power cable for discharge greater than 3000 iGPH and output capacity greater than 6 WHP and up to 10 WHP (As per Approved Technical Specifications) | WHP | 8627.85 | 129028.47 | 746 HW | 8627.85 | 129028.5 | 0
24-93-e | Supply & Installation, testing and commissioning of Solar Submersible Pump (ISO - 9906 Certified) coupled with Submersible rewind-able Electric Motor with AC winding and all accessories like Solar Pump Controller, du/dt filter Complete in all accessories including cooling jackets, NRV, Pressure Gauge, Sluice valves (02 Nos) except column pipe and power cable for discharge greater than 3000 iGPH and output capacity greater than 10 WHP and up to 15 WHP (As per Approved Technical Specifications) | WHP | 7395.3 | 109910.95 | 746 HW | 7395.3 | 109911 | 0
24-93-f | Supply & Installation, testing and commissioning of Solar Submersible Pump (ISO - 9906 Certified) coupled with Submersible rewind-able Electric Motor with AC winding and all accessories like Solar Pump Controller, du/dt filter Complete in all accessories including cooling jackets, NRV, Pressure Gauge, Sluice valves (02 Nos) except column pipe and power cable for discharge greater than 3000 iGPH and output capacity greater than 15 WHP and up to 20 WHP (As per Approved Technical Specifications) | WHP | 4930.2 | 93424.65 | 746 HW | 4930.2 | 93424.65 | 0
24-93-g | Supply & Installation, testing and commissioning of Solar Submersible Pump (ISO - 9906 Certified) coupled with Submersible rewind-able Electric Motor with AC winding and all accessories like Solar Pump Controller, du/dt filter Complete in all accessories including cooling jackets, NRV, Pressure Gauge, Sluice valves (02 Nos) except column pipe and power cable for discharge greater than 3000 iGPH and output capacity greater than 20 WHP and upto 30 (As per Approved Technical Specifications) | WHP | 3697.65 | 88744.27 | 746 HW | 3697.65 | 88744.27 | 0
24-93-h | Supply & Installation, testing and commissioning of Solar Submersible Pump (ISO - 9906 Certified) coupled with Submersible rewind-able Electric Motor with AC winding and all accessories like Solar Pump Controller, du/dt filter Complete in all accessories including cooling jackets, NRV, Pressure Gauge, Sluice valves (02 Nos) except column pipe and power cable for discharge greater than 3000 iGPH and output capacity greater than 30 WHP (As per Approved Technical Specifications) | WHP | 2465.1 | 81765.33 | 746 HW | 2465.1 | 81765.33 | 0
24-94-a | Supply & Installation, testing and commissioning of complete Solar PV Generator including A-Grade Mono Crystalline PV Modules ,Fixed Mounting Structure and Foundation Civil work, Junction Boxes, Fuses, DC Breakers, Wiring complete upto Solar Pump Inverter, sized at a sizing factor of 1.75 capable of operating its intended solar pump having discharge less than or equal to 3000 iGPH and output capacity up to 1 WHP (As per Approved Technical Specifications) | WHP | 13072.5 | 702639.69 | 746 HW | 13072.5 | 702639.69 | 0
24-94-b | Supply & Installation, testing and commissioning of complete Solar PV Generator including A-Grade Mono Crystalline PV Modules ,Fixed Mounting Structure and Foundation Civil work, Junction Boxes, Fuses, DC Breakers, Wiring complete upto Solar Pump Inverter, sized at a sizing factor of 1.75 capable of operating its intended solar pump having discharge less than or equal to 3000 iGPH and output capacity greater than 1 WHP and up to 3 WHP (As per Approved Technical Specifications) | WHP | 11765.25 | 655361.25 | 746 HW | 11765.25 | 655361.31 | 0
24-94-c | Supply & Installation, testing and commissioning of complete Solar PV Generator including A-Grade Mono Crystalline PV Modules ,Fixed Mounting Structure and Foundation Civil work, Junction Boxes, Fuses, DC Breakers, Wiring complete upto Solar Pump Inverter, sized at a sizing factor of 1.75 capable of operating its intended solar pump having discharge less than or equal to 3000 iGPH and output capacity greater than 3 WHP and up to 6 WHP (As per Approved Technical Specifications) | WHP | 10458 | 584002.75 | 746 HW | 10458 | 584002.81 | 0
24-94-d | Supply & Installation, testing and commissioning of complete Solar PV Generator including A-Grade Mono Crystalline PV Modules ,Fixed Mounting Structure and Foundation Civil work, Junction Boxes, Fuses, DC Breakers, Wiring complete upto Solar Pump Inverter, sized at a sizing factor of 1.75 capable of operating its intended solar pump having discharge less than or equal to 3000 iGPH and output capacity greater than 6 WHP and up to 10 WHP (As per Approved Technical Specifications) | WHP | 9150.75 | 390054.5 | 746 HW | 9150.75 | 390054.5 | 0
24-94-e | Supply & Installation, testing and commissioning of complete Solar PV Generator including A-Grade Mono Crystalline PV Modules ,Fixed Mounting Structure and Foundation Civil work, Junction Boxes, Fuses, DC Breakers, Wiring complete upto Solar Pump Inverter, sized at a sizing factor of 1.75 capable of operating its intended solar pump having discharge less than or equal to 3000 iGPH and output capacity greater than 10 WHP and up to 15 WHP (As per Approved Technical Specifications) | WHP | 7843.5 | 377801.75 | 746 HW | 7843.5 | 377801.81 | 0
24-94-f | Supply & Installation, testing and commissioning of complete Solar PV Generator including A-Grade Mono Crystalline PV Modules ,Fixed Mounting Structure and Foundation Civil work, Junction Boxes, Fuses, DC Breakers, Wiring complete upto Solar Pump Inerter, sized at a sizing factor of 1.75 capable of operating its intended solar pump having discharge less than or equal to 3000 iGPH and output capacity greater than 15 WHP and up to 20 WHP (As per Approved Technical Specifications) | WHP | 5229 | 357674.47 | 746 HW | 5229 | 357674.5 | 0
24-94-g | Supply & Installation, testing and commissioning of complete Solar PV Generator including A-Grade Mono Crystalline PV Modules ,Fixed Mounting Structure and Foundation Civil work, Junction Boxes, Fuses, DC Breakers, Wiring complete upto Solar Pump Inverter, sized at a sizing factor of 1.75 capable of operating its intended solar pump having discharge less than or equal to 3000 iGPH and output capacity greater than 20 WHP (As per Approved Technical Specifications) | WHP | 2614.5 | 346303.53 | 746 HW | 2614.5 | 346303.5 | 0
24-95-a | Supply & Installation, testing and commissioning of complete Solar PV Generator including A-Grade Mono Crystalline PV Modules ,Fixed Mounting Structure and Foundation Civil work, Junction Boxes, Fuses, DC Breakers, Wiring complete upto Solar Pump Inverter, sized at a sizing factor of 1.75 capable of operating its intended solar pump having discharge greater than 3000 iGPH and output capacity up to 1 WHP (As per Approved Technical Specifications) | WHP | 12418.88 | 478697.59 | 746 HW | 12418.88 | 478697.59 | 0
24-95-b | Supply & Installation, testing and commissioning of complete Solar PV Generator including A-Grade Mono Crystalline PV Modules ,Fixed Mounting Structure and Foundation Civil work, Junction Boxes, Fuses, DC Breakers, Wiring complete upto Solar Pump Inverter, sized at a sizing factor of 1.75 capable of operating its intended solar pump having discharge greater than 3000 iGPH and output capacity greater than 1 WHP and up to 3 WHP (As per Approved Technical Specifications) | WHP | 11765.25 | 464909.38 | 746 HW | 11765.25 | 464909.41 | 0
24-95-c | Supply & Installation, testing and commissioning of complete Solar PV Generator including A-Grade Mono Crystalline PV Modules ,Fixed Mounting Structure and Foundation Civil work, Junction Boxes, Fuses, DC Breakers, Wiring complete upto Solar Pump Inverter, sized at a sizing factor of 1.75 capable of operating its intended solar pump having discharge greater than 3000 iGPH and output capacity greater than 3 WHP and up to 6 WHP (As per Approved Technical Specifications) | WHP | 10458 | 426387.41 | 746 HW | 10458 | 426387.41 | 0
24-95-d | Supply & Installation, testing and commissioning of complete Solar PV Generator including A-Grade Mono Crystalline PV Modules ,Fixed Mounting Structure and Foundation Civil work, Junction Boxes, Fuses, DC Breakers, Wiring complete upto Solar Pump Inverter, sized at a sizing factor of 1.75 capable of operating its intended solar pump having discharge greater than 3000 iGPH and output capacity greater than 6 WHP and up to 10 WHP (As per Approved Technical Specifications) | WHP | 9150.75 | 394432.72 | 746 HW | 9150.75 | 394432.69 | 0
24-95-e | Supply & Installation, testing and commissioning of complete Solar PV Generator including A-Grade Mono Crystalline PV Modules ,Fixed Mounting Structure and Foundation Civil work, Junction Boxes, Fuses, DC Breakers, Wiring complete upto Solar Pump Inverter, sized at a sizing factor of 1.75 capable of operating its intended solar pump having discharge greater than 3000 iGPH and output capacity greater than 10 WHP and up to 15 WHP (As per Approved Technical Specifications) | WHP | 7843.5 | 365761.69 | 746 HW | 7843.5 | 365761.69 | 0
24-95-f | Supply & Installation, testing and commissioning of complete Solar PV Generator including A-Grade Mono Crystalline PV Modules ,Fixed Mounting Structure and Foundation Civil work, Junction Boxes, Fuses, DC Breakers, Wiring complete upto Solar Pump Inverter, sized at a sizing factor of 1.75 capable of operating its intended solar pump having discharge greater than 3000 iGPH and output capacity greater than 15 WHP and up to 20 WHP (As per Approved Technical Specifications) | WHP | 5229 | 344539.81 | 746 HW | 5229 | 344539.81 | 0
24-95-g | Supply & Installation, testing and commissioning of complete Solar PV Generator including A-Grade Mono Crystalline PV Modules ,Fixed Mounting Structure and Foundation Civil work, Junction Boxes, Fuses, DC Breakers, Wiring complete upto Solar Pump Inverter, sized at a sizing factor of 1.75 capable of operating its intended solar pump having discharge greater than 3000 iGPH and output capacity greater than 20 WHP and up to 30 WHP (As per Approved Technical Specifications) | WHP | 3921.75 | 336665.25 | 746 HW | 3921.75 | 336665.31 | 0
24-95-h | Supply & Installation, testing and commissioning of complete Solar PV Generator including A-Grade Mono Crystalline PV Modules ,Fixed Mounting Structure and Foundation Civil work, Junction Boxes, Fuses, DC Breakers, Wiring complete upto Solar Pump Inverter, sized at a sizing factor of 1.75 capable of operating its intended solar pump having discharge greater than 3000 iGPH and output capacity greater than 30 WHP (As per Approved Technical Specifications) | WHP | 2614.5 | 326601.63 | 746 HW | 2614.5 | 326601.59 | 0
24-96-a | Supply & Installation, testing and commissioning of complete Solar PV Generator including A-Grade Mono Crystalline PV Modules , Manual Tracker Mounting Structure and Foundation Civil work, Junction Boxes, Fuses, DC Breakers, Wiring complete upto Solar Pump Inerter, sized at a sizing factor of 1.50 capable of operating its intended solar pump having discharge less than or equal to 3000 iGPH and output capacity up to 1 WHP (As per Approved Technical Specifications) | WHP | 13072.5 | 724530.69 | 746 HW | 13072.5 | 724530.69 | 0
24-96-b | Supply & Installation, testing and commissioning of complete Solar PV Generator including A-Grade Mono Crystalline PV Modules , Manual Tacker Mounting Structure and Foundation Civil work, Junction Boxes, Fuses, DC Breakers, Wiring complete upto Solar Pump Inerter, sized at a sizing factor of 1.50 capable of operating its intended solar pump having discharge less than or equal to 3000 iGPH and output capacity greater than 1 WHP and up to 3 WHP (As per Approved Technical Specifications) | WHP | 11765.25 | 712277.88 | 746 HW | 11765.25 | 712277.88 | 0
24-96-c | Supply & Installation, testing and commissioning of complete Solar PV Generator including A-Grade Mono Crystalline PV Modules , Manual Tacker Mounting Structure and Foundation Civil work, Junction Boxes, Fuses, DC Breakers, Wiring complete upto Solar Pump Inerter, sized at a sizing factor of 1.50 capable of operating its intended solar pump having discharge less than or equal to 3000 iGPH and output capacity greater than 3 WHP and up to 6 WHP (As per Approved Technical Specifications) | WHP | 10458 | 601515.56 | 746 HW | 10458 | 601515.63 | 0
24-96-d | Supply & Installation, testing and commissioning of complete Solar PV Generator including A-Grade Mono Crystalline PV Modules , Manual Tracker Mounting Structure and Foundation Civil work, Junction Boxes, Fuses, DC Breakers, Wiring complete upto Solar Pump Inerter, sized at a sizing factor of 1.50 capable of operating its intended solar pump having discharge less than or equal to 3000 iGPH and output capacity greater than 6 WHP and up to 10 WHP (As per Approved Technical Specifications) | WHP | 9150.75 | 368163.5 | 746 HW | 9150.75 | 368163.5 | 0
24-96-e | Supply & Installation, testing and commissioning of complete Solar PV Generator including A-Grade Mono Crystalline PV Modules , Manual Tracker Mounting Structure and Foundation Civil work, Junction Boxes, Fuses, DC Breakers, Wiring complete upto Solar Pump Inerter, sized at a sizing factor of 1.50 capable of operating its intended solar pump having discharge less than or equal to 3000 iGPH and output capacity greater than 10 WHP and up to 15 WHP (As per Approved Technical Specifications) | WHP | 7843.5 | 340587 | 746 HW | 7843.5 | 340587 | 0
24-96-f | Supply & Installation, testing and commissioning of complete Solar PV Generator including A-Grade Mono Crystalline PV Modules ,Manual Tracker Mounting Structure and Foundation Civil work, Junction Boxes, Fuses, DC Breakers, Wiring complete upto Solar Pump Inerter, sized at a sizing factor of 1.50 capable of operating its intended solar pump having discharge less than or equal to 3000 iGPH and output capacity greater than 15 WHP and up to 20 WHP (As per Approved Technical Specifications) | WHP | 5229 | 333594.34 | 746 HW | 5229 | 333594.31 | 0
24-96-g | Supply & Installation, testing and commissioning of complete Solar PV Generator including A-Grade Mono Crystalline PV Modules ,Manual Tracker Mounting Structure and Foundation Civil work, Junction Boxes, Fuses, DC Breakers, Wiring complete upto Solar Pump Inerter, sized at a sizing factor of 1.50 capable of operating its intended solar pump having discharge less than or equal to 3000 iGPH and output capacity greater than 20 (As per Approved Technical Specifications) | WHP | 2614.5 | 324412.53 | 746 HW | 2614.5 | 324412.5 | 0
24-97-a | Supply & Installation, testing and commissioning of complete Solar PV Generator including A-Grade Mono Crystalline PV Modules , Manual Tracker Mounting Structure and Foundation Civil work, Junction Boxes, Fuses, DC Breakers, Wiring complete upto Solar Pump Inerter, sized at a sizing factor of 1.50 capable of operating its intended solar pump having discharge greater than 3000 iGPH and output capacity up to 1 WHP (As per Approved Technical Specifications) | WHP | 12418.88 | 509345.03 | 746 HW | 12418.88 | 509345 | 0
24-97-b | Supply & Installation, testing and commissioning of complete Solar PV Generator including A-Grade Mono Crystalline PV Modules , Manual Tacker Mounting Structure and Foundation Civil work, Junction Boxes, Fuses, DC Breakers, Wiring complete upto Solar Pump Inerter, sized at a sizing factor of 1.50 capable of operating its intended solar pump having discharge greater than 3000 iGPH and output capacity greater than 1 WHP and up to 3 WHP (As per Approved Technical Specifications) | WHP | 11765.25 | 482422.19 | 746 HW | 11765.25 | 482422.19 | 0
24-97-c | Supply & Installation, testing and commissioning of complete Solar PV Generator including A-Grade Mono Crystalline PV Modules , Manual Tacker Mounting Structure and Foundation Civil work, Junction Boxes, Fuses, DC Breakers, Wiring complete upto Solar Pump Inerter, sized at a sizing factor of 1.50 capable of operating its intended solar pump having discharge greater than 3000 iGPH and output capacity greater than 3 WHP and up to 6 WHP (As per Approved Technical Specifications) | WHP | 10458 | 426387.41 | 746 HW | 10458 | 426387.41 | 0
24-97-d | Supply & Installation, testing and commissioning of complete Solar PV Generator including A-Grade Mono Crystalline PV Modules , Manual Tracker Mounting Structure and Foundation Civil work, Junction Boxes, Fuses, DC Breakers, Wiring complete upto Solar Pump Inerter, sized at a sizing factor of 1.50 capable of operating its intended solar pump having discharge greater than 3000 iGPH and output capacity greater than 6 WHP and up to 10 WHP (As per Approved Technical Specifications) | WHP | 9150.75 | 339705.16 | 746 HW | 9150.75 | 339705.19 | 0
24-97-e | Supply & Installation, testing and commissioning of complete Solar PV Generator including A-Grade Mono Crystalline PV Modules , Manual Tracker Mounting Structure and Foundation Civil work, Junction Boxes, Fuses, DC Breakers, Wiring complete upto Solar Pump Inerter, sized at a sizing factor of 1.50 capable of operating its intended solar pump having discharge greater than 3000 iGPH and output capacity greater than 10 WHP and up to 15 WHP (As per Approved Technical Specifications) | WHP | 7843.5 | 325263.31 | 746 HW | 7843.5 | 325263.31 | 0
24-97-f | Supply & Installation, testing and commissioning of complete Solar PV Generator including A-Grade Mono Crystalline PV Modules ,Manual Tracker Mounting Structure and Foundation Civil work, Junction Boxes, Fuses, DC Breakers, Wiring complete upto Solar Pump Inerter, sized at a sizing factor of 1.50 capable of operating its intended solar pump having discharge greater than 3000 iGPH and output capacity greater than 15 WHP and up to 20 WHP (As per Approved Technical Specifications) | WHP | 5229 | 313892.41 | 746 HW | 5229 | 313892.41 | 0
24-97-g | Supply & Installation, testing and commissioning of complete Solar PV Generator including A-Grade Mono Crystalline PV Modules ,Manual Tracker Mounting Structure and Foundation Civil work, Junction Boxes, Fuses, DC Breakers, Wiring complete upto Solar Pump Inerter, sized at a sizing factor of 1.50 capable of operating its intended solar pump having discharge greater than 3000 iGPH and output capacity greater than 20 WHP and up to 30 WHP (As per Approved Technical Specifications) | WHP | 2614.5 | 304710.59 | 746 HW | 2614.5 | 304710.59 | 0
24-97-h | Supply & Installation, testing and commissioning of complete Solar PV Generator including A-Grade Mono Crystalline PV Modules ,Manual Tracker Mounting Structure and Foundation Civil work, Junction Boxes, Fuses, DC Breakers, Wiring complete upto Solar Pump Inerter, sized at a sizing factor of 1.50 capable of operating its intended solar pump having discharge greater than 3000 iGPH and output capacity greater than 30 WHP (As per Approved Technical Specifications) | WHP | 2614.5 | 298143.28 | 746 HW | 2614.5 | 298143.31 | 0
24-98-a | Supply & Installation, testing and commissioning of complete Solar PV Generator including A-Grade Mono Crystalline PV Modules , Auto sun Tracker Mounting Structure and Foundation Civil work, Junction Boxes, Fuses, DC Breakers, Wiring complete upto Solar Pump Inerter, sized at a sizing factor of 1.50 capable of operating its intended solar pump having discharge less than or equal to 3000 iGPH and output capacity up to 1 WHP (As per Approved Technical Specifications) | WHP | 14379.75 | 898776.94 | 746 HW | 14379.75 | 898776.88 | 0
24-98-b | Supply & Installation, testing and commissioning of complete Solar PV Generator including A-Grade Mono Crystalline PV Modules , Auto sun Tacker Mounting Structure and Foundation Civil work, Junction Boxes, Fuses, DC Breakers, Wiring complete upto Solar Pump Inerter, sized at a sizing factor of 1.50 capable of operating its intended solar pump having discharge less than or eual to 3000 iGPH and output capacity greater than 1 WHP and up to 3 WHP (As per Approved Technical Specifications) | WHP | 13726.12 | 882799.69 | 746 HW | 13726.12 | 882799.69 | 0
24-98-c | Supply & Installation, testing and commissioning of complete Solar PV Generator including A-Grade Mono Crystalline PV Modules , Auto sun Tacker Mounting Structure and Foundation Civil work, Junction Boxes, Fuses, DC Breakers, Wiring complete upto Solar Pump Inerter, sized at a sizing factor of 1.50 capable of operating its intended solar pump having discharge less than or eual to 3000 iGPH and output capacity greater than 3 WHP and up to 6 WHP (As per Approved Technical Specifications) | WHP | 12418.88 | 776415.5 | 746 HW | 12418.88 | 776415.5 | 0
24-98-d | Supply & Installation, testing and commissioning of complete Solar PV Generator including A-Grade Mono Crystalline PV Modules , Auto sun Tacker Mounting Structure and Foundation Civil work, Junction Boxes, Fuses, DC Breakers, Wiring complete upto Solar Pump Inerter, sized at a sizing factor of 1.50 capable of operating its intended solar pump having discharge less than or eual to 3000 iGPH and output capacity greater than 6 WHP and up to 10 WHP (As per Approved Technical Specifications) | WHP | 11111.63 | 492714.09 | 746 HW | 11111.63 | 492714.09 | 0
24-98-e | Supply & Installation, testing and commissioning of complete Solar PV Generator including A-Grade Mono Crystalline PV Modules , Auto sun Tacker Mounting Structure and Foundation Civil work, Junction Boxes, Fuses, DC Breakers, Wiring complete upto Solar Pump Inerter, sized at a sizing factor of 1.50 capable of operating its intended solar pump having discharge less than or eual to 3000 iGPH and output capacity greater than 10 WHP and up to 15 WHP (As per Approved Technical Specifications) | WHP | 7843.5 | 465365.84 | 746 HW | 7843.5 | 465365.81 | 0
24-98-f | Supply & Installation, testing and commissioning of complete Solar PV Generator including A-Grade Mono Crystalline PV Modules , Auto sun Tacker Mounting Structure and Foundation Civil work, Junction Boxes, Fuses, DC Breakers, Wiring complete upto Solar Pump Inerter, sized at a sizing factor of 1.50 capable of operating its intended solar pump having discharge less than or eual to 3000 iGPH and output capacity greater than 15 WHP and up to 20 WHP (As per Approved Technical Specifications) | WHP | 5229 | 438671.22 | 746 HW | 5229 | 438671.19 | 0
24-98-g | Supply & Installation, testing and commissioning of complete Solar PV Generator including A-Grade Mono Crystalline PV Modules , Auto sun Tacker Mounting Structure and Foundation Civil work, Junction Boxes, Fuses, DC Breakers, Wiring complete upto Solar Pump Inerter, sized at a sizing factor of 1.50 capable of operating its intended solar pump having discharge less than or eual to 3000 iGPH and output capacity greater than 20 WHP (As per Approved Technical Specifications) | WHP | 2614.5 | 425111.19 | 746 HW | 2614.5 | 425111.19 | 0
24-99-a | Supply & Installation, testing and commissioning of complete Solar PV Generator including A-Grade Mono Crystalline PV Modules , Auto sun Tracker Mounting Structure and Foundation Civil work, Junction Boxes, Fuses, DC Breakers, Wiring complete upto Solar Pump Inerter, sized at a sizing factor of 1.50 capable of operating its intended solar pump having discharge greater than 3000 iGPH and output capacity up to 1 WHP (As per Approved Technical Specifications) | WHP | 11578.5 | 677065.5 | 746 HW | 11578.5 | 677065.5 | 0
24-99-b | Supply & Installation, testing and commissioning of complete Solar PV Generator including A-Grade Mono Crystalline PV Modules , Auto sun Tacker Mounting Structure and Foundation Civil work, Junction Boxes, Fuses, DC Breakers, Wiring complete upto Solar Pump Inerter, sized at a sizing factor of 1.50 capable of operating its intended solar pump having discharge greater than 3000 iGPH and output capacity greater than 1 WHP and up to 3 WHP (As per Approved Technical Specifications) | WHP | 11765.25 | 657550.38 | 746 HW | 11765.25 | 657550.38 | 0
24-99-c | Supply & Installation, testing and commissioning of complete Solar PV Generator including A-Grade Mono Crystalline PV Modules , Auto sun Tacker Mounting Structure and Foundation Civil work, Junction Boxes, Fuses, DC Breakers, Wiring complete upto Solar Pump Inerter, sized at a sizing factor of 1.50 capable of operating its intended solar pump having discharge greater than 3000 iGPH and output capacity greater than 3 WHP and up to 6 WHP (As per Approved Technical Specifications) | WHP | 10458 | 590570.06 | 746 HW | 10458 | 590570.13 | 0
24-99-d | Supply & Installation, testing and commissioning of complete Solar PV Generator including A-Grade Mono Crystalline PV Modules , Auto sun Tacker Mounting Structure and Foundation Civil work, Junction Boxes, Fuses, DC Breakers, Wiring complete upto Solar Pump Inerter, sized at a sizing factor of 1.50 capable of operating its intended solar pump having discharge greater than 3000 iGPH and output capacity greater than 6 WHP and up to 10 WHP (As per Approved Technical Specifications) | WHP | 9150.75 | 481996.78 | 746 HW | 9150.75 | 481996.81 | 0
24-99-e | Supply & Installation, testing and commissioning of complete Solar PV Generator including A-Grade Mono Crystalline PV Modules , Auto sun Tacker Mounting Structure and Foundation Civil work, Junction Boxes, Fuses, DC Breakers, Wiring complete upto Solar Pump Inerter, sized at a sizing factor of 1.50 capable of operating its intended solar pump having discharge greater than 3000 iGPH and output capacity greater than 10 WHP and up to 15 WHP (As per Approved Technical Specifications) | WHP | 7843.5 | 436907.5 | 746 HW | 7843.5 | 436907.5 | 0
24-99-f | Supply & Installation, testing and commissioning of complete Solar PV Generator including A-Grade Mono Crystalline PV Modules , Auto sun Tacker Mounting Structure and Foundation Civil work, Junction Boxes, Fuses, DC Breakers, Wiring complete upto Solar Pump Inerter, sized at a sizing factor of 1.50 capable of operating its intended solar pump having discharge greater than 3000 iGPH and output capacity greater than 15 WHP and up to 20 WHP (As per Approved Technical Specifications) | WHP | 6536.25 | 396196.44 | 746 HW | 6536.25 | 396196.41 | 0
24-99-g | Supply & Installation, testing and commissioning of complete Solar PV Generator including A-Grade Mono Crystalline PV Modules , Auto sun Tacker Mounting Structure and Foundation Civil work, Junction Boxes, Fuses, DC Breakers, Wiring complete upto Solar Pump Inerter, sized at a sizing factor of 1.50 capable of operating its intended solar pump having discharge greater than 3000 iGPH and output capacity greater than 20 WHP and up to 30 WHP (As per Approved Technical Specifications) | WHP | 5229 | 386132.75 | 746 HW | 5229 | 386132.81 | 0
24-99-h | Supply & Installation, testing and commissioning of complete Solar PV Generator including A-Grade Mono Crystalline PV Modules , Auto sun Tacker Mounting Structure and Foundation Civil work, Junction Boxes, Fuses, DC Breakers, Wiring complete upto Solar Pump Inerter, sized at a sizing factor of 1.50 capable of operating its intended solar pump having discharge greater than 3000 iGPH and output capacity greater than 30 WHP (As per Approved Technical Specifications) | WHP | 2614.5 | 374761.88 | 746 HW | 2614.5 | 374761.91 | 0
25-01 | Laying, linking and packing tramway line | Rft | 30.1 | 30.1 | m | 98.75 | 98.75 | 25.3 ,
25-02 | Dismantling tramway track | Rft | 9.71 | 9.71 | m | 31.86 | 31.86 | 25.3 ,
25-03 | Laying, linking of BG track, including packing,522straightening and levelling | Rft | 81.55 | 81.55 | m | 267.54 | 267.54 | 25.3 ,
25-04 | Linking points and crossings, complete with522fastening | Each | 7968 | 7968 | Each | 7968 | 7968 | 25.3 ,
25-05 | Bending or straightening BG rail with jim crow | Each | 840.38 | 840.38 | Each | 840.38 | 840.38 | 25.3 ,
25-06 | Fixing street lamp posts | Each | 846.6 | 846.6 | Each | 846.6 | 846.6 | 25.3 ,
25-07 | Binding ends of sleepers and timbers of all sizes &522kinds, including spreading & restacking | Each | 105.83 | 105.83 | Each | 105.82 | 105.82 | 25.3 ,
25-08 | Opening stacks of sleepers & timber of all kinds and sizes, including spreading for inspection | Each | 12.25 | 12.25 | Each | 12.25 | 12.25 | 0
25-09 | Small iron work, such as gusset plates, knees, bends, stirrups, straps, rings etc excluding erection | Tonne | 87648 | 348873 | Tonne | 87648 | 348873 | 0
25-10 | Fabrication of heavy steel work with angle, tees,522sheet iron etc for making trusses, girders etc | Tonne | 11827.5 | 274802.09 | Tonne | 11827.5 | 274802.09 | 25.3 ,
25-11 | Erection and fitting in position iron trusses,522staging of water tanks, etc | Tonne | 14623.33 | 14623.33 | Tonne | 14623.33 | 14623.33 | 25.3 ,
25-12 | Fixing corrugated iron sheet including rivetting,522etc24 SWG to 26 SWG | Sft | 18.92 | 18.92 | m2 | 203.62 | 203.62 | 25.3 ,
25-13 | Erecting corrugated iron sheet tanks, upto 20'522height | Tonne | 19521.6 | 19521.6 | Tonne | 19521.6 | 19521.6 | 25.3 ,
25-14 | Erecting rolled steel beams or old rails, in roof etcerection & fixing in position | Tonne | 1210.14 | 1210.14 | Tonne | 1210.14 | 1210.14 | 25.3 ,
25-15 | Erecting rolled steel beams or rails, erection for522posts etc (other than in roofs) | Tonne | 592.62 | 592.62 | Tonne | 592.62 | 592.62 | 25.3 ,
25-16 | Making bolts & nuts of iron rods | Kg | 172.12 | 365.43 | Kg | 172.12 | 365.43 | 25.3.2,
25-17-a | Cutting rails,rolled steel joist & beams, with522hacksaw : Upto 6" size | Each cut | 383.95 | 383.95 | Each cut | 383.95 | 383.95 | 25.3.2,
25-17-b | Cutting rails,rolled steel joist & beams, with hacksaw : Above 6" size | Each cut | 575.81 | 575.81 | Each cut | 575.81 | 575.81 | 25.3.2,
25-18 | Cutting rails or rolled steel beams of size below 6" with jim | Each cut | 191.86 | 191.86 | Each cut | 191.86 | 191.86 | 25.3.2,
25-19 | Bending rolled steel beams or rails | Per Bend | 329.13 | 1724.68 | Per Bend | 329.13 | 1724.68 | 25.3.2,
25-20 | Drilling holes,in plates over 1/2" thick per inch dia. or part thereof | Each hole | 88.26 | 88.26 | Each hole | 88.26 | 88.26 | 25.4.2.3
25-21 | Extra for drilling holes in plates upto 1/2" thick per inch dia, or part thereof | Each hole | 43.11 | 43.11 | Each hole | 43.11 | 43.11 | 25.4.2.3
25-22 | Rivetting 1/8" dia | Each | 11.52 | 11.52 | Each | 11.52 | 11.52 | 25.4.5
25-23 | Cutting out Rivets, all sizes. | Each | 31.15 | 31.15 | Each | 31.15 | 31.15 | 25.4.2.2 ,
25-24 | Fitting and erection of gutters of sheet iron | Rft | 63.18 | 63.18 | m | 207.3 | 207.3 | 25.4.8
25-25 | Cutting and fixing iron bars, for barred windows | Each | 86.19 | 86.19 | Each | 86.19 | 86.19 | 25.4.2.2 ,
25-26 | Cutting GI sheets of 2'-8" wide. | Each | 37.42 | 37.42 | Each | 37.42 | 37.42 | 25.4.2.2 ,
25-27 | Notching web or foot of rail posts for housing rail beams | Each cut | 767.67 | 821.94 | Each cut | 767.67 | 821.94 | 25.4.2.2
25-28 | Hoop iron netted trellis work fixed with nails | Sft | 64.03 | 66.29 | m2 | 688.97 | 713.27 | 25.4.4,
25-29 | Fixing zinc, iron or GI sheet on table tops | Sft | 38.08 | 38.87 | m2 | 409.79 | 418.29 | 25.4.4,
25-30-a | Providing and fixing steel grated doors, complete with locking arrangement, angle iron frame 2"x2"x3/8" and 3/4" round bars 4" center to center. | Sft | 671.19 | 2285.04 | m2 | 7222.03 | 24587.07 | 25.3,
25-30-b | Providing and fixing steel grated doors, complete522with locking arrangement, angle iron frame2"x2"x3/8" and 1" square bars 4" center to center. | Sft | 671.19 | 2478.35 | m2 | 7222.03 | 26667.05 | 25.3,
25-31 | Providing and fixing steel grated doors, with5221/16" thick sheeting including angle iron frame2"x2"x3/8" and 3/4" square bars 4" center to centerwith locking arrangement. | Sft | 610.09 | 2202.38 | m2 | 6564.54 | 23697.55 | 25.3,
25-32 | Providing and fixing grating in opening including522fixing at site with flat iron 2" x 3/8" and 3/4"round bars at 4" center to center. | Sft | 161.85 | 988.61 | m2 | 1741.51 | 10637.43 | 25.3,
25-33-a | Providing and fixing terrace railing 2" i/d conduit pipe 16 SWG, welded with 5/8" x 5/8" square bar 2.75 ft. high fixed at 5" centre to centre, in RCC slab with suitable arrangement, complete in all resppects as per design and drawing. | Rft | 149.71 | 1065.91 | m | 491.18 | 3497.07 | 25.7.4
25-33-b | Providing and fixing steel square pipe size l-l/2" x l-l/2" of 16 gauge including its welding, complete in all respect, as specified | Rft | 38.6 | 221.48 | m | 126.62 | 726.63 | 25.7.4
25-34 | Providing and fixing collapsible gate made of 2"x2"x1/4" tee iron at top and bottom, channel iron verticals 3/4" x 1/4" x 1/4" x 1/8" at 3" to 5" centre to centre (approximate) and flat iron crosses 3/4" x 3/16" and best quality rollers at bottom of 3" diameters including holdfast, handles 12" long of 3/4" x 1/4" x 1/4" x 1/8" channel iron, locking arrangment inside and outside, painting 3 coats of black japan enamel, complete in working order. | Sft | 368.28 | 1054.64 | m2 | 3962.73 | 11347.89 | 0
25-35 | Providing and Fixing 24 SWG GI sheet rolling522shutter of steel frame of MS channel 2"x1.25"x1/8" complete | Sft | 46.06 | 306.56 | m2 | 495.66 | 3298.6 | 25.3 ,
25-36 | Providing and Fixing MS angle iron 1"x1"x1/4"522edge protector nozing of steps of stairs, complete | Rft | 60.69 | 401.6 | m | 199.13 | 1317.6 | 25.3 ,
25-37 | Providing and Fixing stair railing of 2.5" i/d GI522pipe, welded with 5/8"x5/8" MS bars 2'-9" high, fixed in each step | Rft | 192.98 | 898.68 | m | 633.12 | 2948.41 | 25.3 ,
25-38 | Providing and Fixing GI wire gauze 24 SWG, (12x12) meshes per sq.in., fixed to steel windows or doors etc, complete in all respects | Sft | 154.38 | 284.44 | m2 | 1661.13 | 3060.61 | 25.3 ,
25-39-a-01 | Providing and fixing steel windows with openable glazed pannels, using beam section for frame 1-1/2" x 1" x 5/8" x 1/8", z-section for leaves 3/4" x 1" x 3/4" x 1/8", T- section sashes 1"x1"x1/8", glass panes, wooden screed for glazing embded over a thin layer of putty duly screwed with leaves, brass fittings holdfast, duly painted, complete in all respects, including all cost of material and labour etc. as per approved design and as directed by the engineer - in -charge: Glass pane 2mm thick | Sft | 38.6 | 783.2 | m2 | 415.28 | 8427.28 | 25.3 ,
25-39-a-02 | Providing and fixing steel windows with openable glazed pannels, using beam section for frame 1-1/2" x 1" x 5/8" x 1/8", z-section for leaves 3/4" x 1" x 3/4" x 1/8", T- section sashes 1"x1"x1/8", glass panes, wooden screed for glazing embded over a thin layer of putty duly screwed with leaves, brass fittings holdfast, duly painted, complete in all respects, including all cost of material and labour etc. as per approved design and as directed by the engineer - in -charge Glass pane 2.5mm thick | Sft | 38.6 | 789.28 | m2 | 415.28 | 8492.64 | 0
25-39-a-03 | Providing and fixing steel windows with openable glazed pannels, using beam section for frame 1-1/2" x 1" x 5/8" x 1/8", z-section for leaves 3/4" x 1" x 3/4" x 1/8", T- section sashes 1"x1"x1/8", glass panes, wooden screed for glazing embded over a thin layer of putty duly screwed with leaves, brass fittings holdfast, duly painted, complete in all respects, including all cost of material and labour etc. as per approved design and as directed by the engineer - in -charge Glass pane 3mm thick | Sft | 38.6 | 799 | m2 | 415.28 | 8597.23 | 0
25-39-a-04 | Providing and fixing steel windows with openable glazed pannels, using beam section for frame 1-1/2" x 1" x 5/8" x 1/8", z-section for leaves 3/4" x 1" x 3/4" x 1/8", T- section sashes 1"x1"x1/8", glass panes, wooden screed for glazing embded over a thin layer of putty duly screwed with leaves, brass fittings holdfast, duly painted, complete in all respects, including all cost of material and labour etc. as per approved design and as directed by the engineer - in -charge: Glass pane 4mm thick | Sft | 38.6 | 807.5 | m2 | 415.28 | 8688.74 | 0
25-39-a-05 | Providing and fixing steel windows with openable glazed pannels, using beam section for frame 1-1/2" x 1" x 5/8" x 1/8", z-section for leaves 3/4" x 1" x 3/4" x 1/8", T- section sashes 1"x1"x1/8", glass panes, wooden screed for glazing embded over a thin layer of putty duly screwed with leaves, brass fittings holdfast, duly painted, complete in all respects, including all cost of material and labour etc. as per approved design and as directed by the engineer - in -charge Glass pane 5mm thick | Sft | 38.6 | 816.62 | m2 | 415.28 | 8786.79 | 0
25-39-b-01 | Providing and Fixing steel windows 18 gauge with openable glazed panels With 22 SWG wire gauze : Glass pane 2mm | Sft | 42.33 | 910.77 | m2 | 455.47 | 9799.94 | 0
25-39-b-02 | Providing and Fixing steel windows 18 gauge with openable glazed panels With 22 SWG wire gauze : Glass pane 2.5mm | Sft | 42.33 | 910.77 | m2 | 455.47 | 9799.94 | 0
25-39-b-03 | Providing and Fixing steel windows 18 gauge with openable glazed panels With 22 SWG wire gauze : Glass pane 3mm | Sft | 42.33 | 926.57 | m2 | 455.47 | 9969.89 | 0
25-39-b-04 | Providing and Fixing steel windows 18 gauge with openable glazed panels With 22 SWG wire gauze : Glass pane 4mm | Sft | 42.33 | 935.07 | m2 | 455.47 | 10061.41 | 0
25-39-b-05 | Providing and Fixing steel windows 18 gauge with openable glazed panels With 22 SWG wire gauze : Glass pane 5mm | Sft | 42.33 | 944.19 | m2 | 455.47 | 10159.46 | 0
25-40 | Providing and Fixing steel windows 18 gauge with openable glazed panels With 22 SWG wire gauze : | Sft | 824.81 | 1517.36 | m2 | 8874.98 | 16326.83 | 0
25-41 | Providing and Fixing angle iron railing with MS Pipe 2" dia at top and at Mid-height, using 2.5"x2.5"x3/8" angle iron post 4.5' long, 5" to 6" apart, complete | Rft | 415.52 | 2566.06 | m | 1363.25 | 8418.84 | 25.7.4
25-42 | Providing and fixing barbed wire (12 Guage) fencing consisting of 1.5"x1.5"x3/16" angle iron post 3.25 ft long, 5 to 6 ft centre to centre embedded in cement concrete 1:2:4 base of size 9"x9"x12", and 3 rows of barbed wire, painting posts, etc. complete in all respects. | Rft | 85.92 | 309.07 | m | 281.9 | 1014 | 25.7.4
25-43 | Providing and fixing barbed (22 SWG) wire fence on compound wall, consisting of 1.5"x1.5"x3/16" angle iron post 3 ft long, 4 ft apart embedded in cement concrete 1:2:4 base of size 6"x6"x9", and 4 rows of barbed wire, including binding wire, painting posts, etc. complete in all respects. | Rft | 92.18 | 346.52 | m | 302.43 | 1136.88 | 25.7.4
25-44 | Supplying and Fixing 18SWG Steel Almirah, 12" max depth including box shelves, back, shelves, lock, spray paint complete | Sft | 163.38 | 1215.39 | m2 | 1757.92 | 13077.61 | 0
25-45-a | Supplying and Fixing 18 SWG MS Sheet Door with angle iron frame (1.5"x1.5"x1/8"), bolt, hinges, paint etc complete | Sft | 155.68 | 827.52 | m2 | 1675.13 | 8904.08 | 0
25-45-b | Supplying and Fixing 18 SWG MS Sheet Gate with angle iron frame (2"x2"x3/16") with side window, lock, painting etc | Sft | 281.98 | 1303.55 | m2 | 3034.11 | 14026.2 | 0
25-46 | Fabrication of Steel Girder 4"x8" (Commercial size) including Erection and fitting in position | Rft | 453.65 | 1061.15 | m | 1488.34 | 3481.45 | 25.4.2
25-47 | Supply and fixing of fancy type stainless steel chromium plate 2" dia pipes stair railing 3/4" dia pipe fixed on specified space on steps in horizontal positions, complete in all respects | Rft | 370.39 | 1463.89 | m | 1215.18 | 4802.78 | 25.7.4
25-48 | Removing & folding design paracutist cloth shade with steel rope size 85'x50' complete in all respects | sft | 498 | 498 | m2 | 5358.48 | 5358.48 | 0
25-49 | Providing and Fixing of Steel chowkat including GI sheet (heavy gauge) with holdfast embedded in PCC 5" to 6" wide | Kg | 101.84 | 356.99 | Kg | 101.84 | 356.99 | 25.4.8
25-50-a | Providing and Fixing of Steel Bracket (heavy) for Split Unit outside | Each | 129.48 | 736.98 | Each | 129.48 | 736.98 | 0
25-50-b | Supply and fixing of steel bracket for curtain pipe | Each | 49.8 | 171.3 | Each | 49.8 | 171.3 | 25.7.4
25-51 | Supply and Fixing of Tee Iron (2''x2''x1/8'') | RFT | 46.06 | 179.71 | m | 151.13 | 589.62 | 25.3.8
25-52 | Providing, making & fixing of Steel manhole cover i/c angle iron (1 1/2" x 1 1/4" x 1/8") frame with M.S. sheet'complete . | Each | 373.5 | 765.95 | Each | 373.5 | 765.95 | 0
25-53 | Providing, making and fixing of steel grill of MS pipe (2"x1") ornamental design i/c cost of paiting complete. | Sft | 194.22 | 955.64 | m2 | 2089.81 | 10282.65 | 0
25-54 | Minor repair of steel joinery complete. | Sft | 42.55 | 63.53 | m2 | 457.82 | 683.63 | 0
25-55 | Supply and Fixing of steel ladder 5' dia upto 15' height with umbrella railing complete in all respect | Each | 3610.5 | 14545.5 | Each | 3610.5 | 14545.5 | 0
25-56 | Providing and fixing steel gate of 16-18 SWG MS Sheet Gate with angle iron frame (2"x2"x3/16") with side window, lock, painting etc M.S. sheet covering including hold fast, with or without rollers and track arrangement including providing wicket shutter of required size with all accessories and locking arrangement complete | Sft | 247.95 | 804.16 | m2 | 2667.99 | 8652.8 | 0
25-57 | Providing & Fixing of M.S Girder (WF 10x30) Duly painted including red oxide primer, complete in all respects. | Rft | 1005.71 | 1418.81 | m | 3299.58 | 4654.89 | 0
25-58-a | Supply and Fixing of CGI sheets on existing truss frame complete in all respect. | Sft | 189.24 | 342.94 | m2 | 2036.22 | 3690.01 | 0
25-58-b | Providing and fixing of parking shed consisting of CGI Sheet, tubular pipe frame (heavy) quality and circular columns excluding cost of foundation. | Sft | 25.57 | 653.69 | m2 | 275.09 | 7033.73 | 0
25-58-c | Providing and fixing of parking shed consisting of fiber glass Sheet, tubular pipe frame (heavy) quality and circular columns excluding cost of foundation. | Sft | 25.57 | 0 | m2 | 275.09 | 0 | 0
25-58-d | Providing and fixing of cantiliver type parking shed consisting of fiber glass sheet, tubular pipe frame (heavy) quality , triangular frame supports excluding cost of foundation. | Sft | 25.34 | 1336.32 | m2 | 272.61 | 14378.81 | 0
25-59 | Making & Fixing of steel racks 1.5" depth i/e angle iron welding jointing with 3- coats painting complete | Sft | 37.62 | 675.15 | m2 | 404.77 | 7264.63 | 0
25-60-a | Supply and fixing razor wire (2'-0" dia) consisting of 1-1/2"X1-1/2"X3/16" angle iron Y post 2'-6" long 6' to 8' center to center embedded in concrete block of size 3"X9"X6" (PCC 1:2:4), at top of boundary wall including painting posts etc. Complete in all respects. | Rft | 52.29 | 351.39 | m | 171.56 | 1152.85 | 0
25-60-b | Supply and fixing razor wire (1'-6" dia) consisting of 1-1/2"X1-1/2"X3/16" angle iron Y post 2'-6" long 6' to 8' center to center embedded in concrete block of size 3"X9"X6" (PCC 1:2:4), at top of boundary wall including painting posts etc. Complete in all respects. | Rft | 52.29 | 266.34 | m | 171.56 | 873.81 | 0
25-60-c | Supply and fixing razor wire (2'-0" dia) consisting of 1-1/2"X1-1/2"X3/16" angle iron Y post 2'-6" long 6' to 8' center to center fixed with bolt anchorage, at top of boundary wall including painting posts etc. Complete in all respects. | Rft | 52.29 | 376.45 | m | 171.56 | 1235.08 | 0
25-60-d | Supply and fixing razor wire (1'-6" dia) consisting of 1-1/2"X1-1/2"X3/16" angle iron Y post 2'-6" long 6' to 8' center to center fixed with bolt anchorage, at top of boundary wall including painting posts etc. Complete in all respects. | Rft | 52.29 | 291.4 | m | 171.56 | 956.04 | 0
25-61 | Supply and fixing of steel door comprising of steel pipe frame of size 1.25" x 2.5" & 1.25" x 2.5" square pipe at lock rail & devider above and below lock rail using 28 SWG plain sheet on both sides injcluding hold fast, hinges & painting complete. | Sft | 136.7 | 669.65 | m2 | 1470.9 | 7205.45 | 0
26-01-a-01 | Double arm round conical Pole, Hot dipped galvanized (80 microns) 6 meters overall thickness 4mm Arm length 1.5 meters each with OD 60 mm, base dia 150 mm and top dia 75mm with base plate arrangement 350mm x 350 mm x 20mm, 4 No of Stiffners (150mm 75mm 13mm), Complete in all respects | No | 373.5 | 48186.97 | No | 373.5 | 48186.97 | 26.6.6
26-01-a-02 | Single arm round conical Pole, hot dipped galvanized (80 microns) 6 meters overall thickness 4mm Arm length 1.5 meters each with OD 60 mm, base dia 150 mm and top dia 75mm with base plate arrangement 350mm x 350 mm x 20mm, 4 No of Stiffners (150mm 75mm 13mm), Complete in all respects | No | 669.19 | 44713.38 | No | 669.19 | 44713.38 | 26.6.6
26-01-a-03 | Double arm round Conical Pole, hot dipped galvanized (80 microns) 8 meters overall thickness 4mm Arm length 1.5 meters each with OD 60 mm, base dia 180 mm and top dia 75mm with base plate arrangement 400mm x 400 mm x 20mm, 4 No of Stiffners (200mm x 100mm x 20mm), complete in all respects | No | 883.33 | 67868.47 | No | 883.33 | 67868.47 | 26.6.6
26-01-a-04 | Single arm round conical Pole, hot dipped galvanized (80 microns) 8 meters overall thickness 4mm Arm length 1.5 meters each with OD 60 mm, base dia 180 mm and top dia 75mm with base plate arrangement (400mm x 400 mm x 20mm), 4 No of Stiffners (200mm x 100mm x 20mm), complete in all respects | No | 883.33 | 63871.53 | No | 883.33 | 63871.53 | 26.6.6
26-01-a-05 | Double arm round conical Pole, hot dipped galvanized 10m overall thickness 5mm Arm length 1.5 meters each with OD 60 mm, base dia 200 mm and top dia 100mm with base plate arrangement 450mm x 450 mm x 25mm, Stiffners size (250mm x 100mm x 20mm), complete in all respects | No | 1338.38 | 90956.16 | No | 1338.38 | 90956.16 | 26.6.6
26-01-a-06 | Single arm round conical Pole, hot dipped galvanized 10m overall thickness 5mm Arm length 1.5 meters each with OD 60 mm, base dia 200 mm and top dia 100mm with base plate arrangement 450mm x 450 mm x 25mm, Stiffners size (250mm x 100mm x 20mm), Complete in all respects | No | 1338.38 | 86763.81 | No | 1338.38 | 86763.81 | 0
26-01-b-01 | Supply and Erection PVC flexible pipe : 1" i/d | Rft | 7.47 | 86.44 | m | 24.51 | 283.61 | 26.2.4
26-01-b-02 | Supply and Erection PVC flexible pipe : 1.5" i/d | Rft | 7.47 | 110.75 | m | 24.51 | 363.34 | 15.2.4
26-01-b-03 | Supply and Erection PVC flexible pipe : 2" i/d | Rft | 7.47 | 122.89 | m | 24.51 | 403.2 | 15.2.4
26-01-c-01 | Supply and Erection of pole mounted SMD type light road light fixture in Aluminium dia cast body with corrosioresisted powder coated finish (30-40 watts) with 12/24V DC LED | No | 190.64 | 22867.4 | No | 190.64 | 22867.4 | 15.6.1
26-01-c-02 | Supply and Erection of pole mounted SMD type light road light fixture in Aluminium dia cast body with corrosion resisted powder coated finish (60-70 watts) with 12/24V DC LED | No | 190.64 | 32473.19 | No | 190.64 | 32473.19 | 15.6.1
26-01-c-03 | Supply and Erection of pole mounted SMD type light road light fixture in Aluminium dia cast body with corrosion resisted powder coated finish (90-100) with 12/24V DC LED | No | 190.64 | 47982.66 | No | 190.64 | 47982.66 | 15.6.1
26-01-c-04 | Supply and Erection of pole mounted SMD type light road light fixture in Aluminium dia cast body with corrosion resisted powder coated finish (120-130) with 12/24V DC LED | No | 190.64 | 52298.34 | No | 190.64 | 52298.34 | 15.6.1
26-01-c-05 | Supply and Erection of AC ENERGY EFFICIENT LED LIGHT BULBS (10 W) | No | 94.12 | 531.04 | No | 94.12 | 531.04 | 15.6.1
26-01-c-06 | Supply and Erection of AC ENERGY EFFICIENT LED LIGHT BULBS (20 W) | No | 94.12 | 1087.75 | No | 94.12 | 1087.75 | 15.6.1
26-01-c-07 | Supply and Erection of AC ENERGY EFFICIENT LED LIGHT BULBS (30 W) | No | 94.12 | 1362.58 | No | 94.12 | 1362.58 | 26.6.1
26-01-c-08 | Supply and Erection of AC ENERGY EFFICIENT LED LIGHT BULBS (50 W) | No | 94.12 | 2842.45 | No | 94.12 | 2842.45 | 26.6.1
26-01-c-09 | Supply and Erection of DC ENERGY EFFICIENT LED LIGHT BULBS (100 W) | No | 94.12 | 4322.32 | No | 94.12 | 4322.32 | 15.6.1
26-01-c-10 | Supply and Erection of AC ENERGY EFFICIENT LED LIGHT BULBS (11-15 W) | No | 94.12 | 1200.99 | no | 94.12 | 1200.99 | 26.34
26-01-d-01 | Supply and Erection of Solar PV Module (Solar Panel) Mono-crystalline A-Grade (per Watt) (As per Approved Specifications) | Watt | 0.9 | 114.6 | Watt | 0.9 | 114.6 | 26.1
26-01-d-02 | Supply and Erection of Solar PV Module (Solar Panel) Poly-crystalline A-Grade (per Watt) (As per Approved Specifications) | Watt | 0.9 | 87.77 | Watt | 0.9 | 87.77 | 26.1
26-01-e-01 | Supply and Erection of MPPT Solar Light Charge Controller (10 Amps, 12/24 V) with all sort of electronic protections | No | 94.12 | 14551.75 | No | 94.12 | 14551.75 | 26.41
26-01-e-02 | Supply and Erection of MPPT Solar Light Charge Controller (20 Amps, 12/24 V) with all sort of electronic protections | No | 94.12 | 15484.77 | No | 94.12 | 15484.77 | 26.41
26-01-e-03 | Supply and Erection of MPPT Solar Light Charge Controller (30Amps, 12/24V) with all sort of electronic protections | No | 94.12 | 20847.54 | No | 94.12 | 20847.54 | 26.41
26-01-e-04 | Supply and Erection of MPPT Solar Light Charge Controller (40Amps, 12/24V) with all sort of electronic protections | No | 94.12 | 29079.31 | No | 94.12 | 29079.31 | 26.41
26-01-e-05 | Supply and Erection of MPPT Solar Light Charge Controller (45 Amps, 12/24V) with all sort of electronic protections | No | 94.12 | 40755.92 | No | 94.12 | 40755.92 | 26.41
26-01-e-06 | Supply and Erection of MPPT Solar Light Charge Controller (45 Amps, 12/24 V) with all sort of electronic protections | No | 94.12 | 44194.98 | No | 94.12 | 44194.98 | 26.42
26-01-e-07 | Supply and Erection of MPPT Solar Light Charge Controller (50 Amps, (12/24/48 V) with all sort of electronic protections | No | 94.12 | 48166.75 | No | 94.12 | 48166.75 | 26.43
26-01-e-08 | Supply and Erection of MPPT Solar Light Charge Controller (60 Amps, (12/24/48 V) with all sort of electronic protections | No | 94.12 | 59266.14 | No | 94.12 | 59266.14 | 26.44
26-01-f-01 | Supply and Erection of 12 V VRLA GEL battery per AH | AH | 4.48 | 382.1 | AH | 4.48 | 382.1 | 26.6
26-01-f-02 | Supply and Erection of 12 V VRLA AGM Battery per AH | AH | 4.48 | 427.3 | AH | 4.48 | 427.3 | 25.5
26-01-f-03 | Supply and Erection of 12 V Lead Carbon Battery per AH | AH | 4.48 | 473.96 | AH | 4.48 | 473.96 | 26.7
26-01-f-04 | Supply and Erection of 12V OPzV battery per AH | AH | 4.48 | 455 | AH | 4.48 | 455 | 26.8
26-01-f-05 | Supply and Erection of 12V OPzS battery per AH | AH | 4.48 | 383.56 | AH | 4.48 | 383.56 | 26.8
26-01-f-06 | Supply and Erection of 12 V Lithium LiFeP04 battery per AH | KWhr | 1494 | 90325.56 | kwhr | 1494 | 90325.56 | 26.9
26-01-f-07 | Supply and Erection of 2 volt 1500 Ah Cell (12 OPzS 1500) | AH | 1.49 | 128.34 | ah | 1.49 | 128.34 | 26.8
26-01-f-08 | Supply and Erection of 2 V OPzS battery per AH | AH | 1.49 | 110.84 | ah | 1.49 | 110.84 | 26.8
26-01-g-01 | Supply and Erection 1x2.5 sq.mm flexible copper cable | Rft | 1.49 | 56.78 | m | 4.9 | 186.27 | 26.2,
26-01-g-02 | Supply and Erection 1x4 sq.mm double insulated flexible copper cable | Rft | 1.49 | 84.42 | m | 4.9 | 276.96 | 26.2,
26-01-g-03 | Supply and Erection 1x6 sq.mm single core (XPLE/XPLO insulated/PCV sheathed) flexible copper cable | Rft | 1.49 | 114.03 | m | 4.9 | 374.11 | 26.2,
26-01-g-04 | Supply and Erection 1x10 sq.mm flexible copper cable | Rft | 1.49 | 175.24 | m | 4.9 | 574.93 | 26.2,
26-01-g-05 | Supply and Erection 1x16 sq.mm Copper cable | Rft | 1.25 | 271.74 | m | 4.08 | 891.54 | 26.2,
26-01-g-06 | Supply and Erection 1x25sq.mm Copper cable | Rft | 1.25 | 386.25 | m | 4.08 | 1267.24 | 26.2,
26-01-g-07 | Supply and Erection 1x35 sq.mm Copper cable | Rft | 1.25 | 530.38 | m | 4.08 | 1740.08 | 26.2,
26-01-g-08 | Supply and Erection 2x2.5 sq.mm flexible copper cable | Rft | 1.49 | 103.18 | m | 4.9 | 338.51 | 26.2,
26-01-g-09 | Supply and Erection 2x4 sq.mm flexible copper cable | Rft | 1.49 | 154.51 | m | 4.9 | 506.93 | 26.2,
26-01-g-10 | Supply and Erection 2x6 sq.mm flexible copper cable | Rft | 1.49 | 214.73 | m | 4.9 | 704.48 | 26.2,
26-01-g-11 | Supply and Erection 2x10 sq.mm flexible copper cable | Rft | 1.49 | 305.55 | m | 4.9 | 1002.45 | 26.2,
26-01-g-12 | Supply and Erection 2x16 sq.mm Copper cable | Rft | 1.49 | 633.29 | m | 4.9 | 2077.74 | 26.2,
26-01-g-13 | Supply and Erection 2x25sq.mm Copper cable | Rft | 1.49 | 889.96 | m | 4.9 | 2919.83 | 26.2,
26-01-g-14 | Supply and Erection 2x35 sq.mm Copper cable | Rft | 1.49 | 1284.84 | m | 4.9 | 4215.35 | 26.2,
26-01-h-01 | Supply and Erection MC4 connector (TUV Approved) | Pair | 46.76 | 342.92 | Pair | 46.76 | 342.92 | 26.2
26-01-h-02 | Supply and Erection MC4 Branch connector | Pair | 46.76 | 1468.31 | Pair | 46.76 | 1468.31 | 26.2
26-01-i-01 | Supply and Erection of 3 Phase 380V Solar Pump inverter (MPPT) | Per Watt | 1.49 | 104.71 | Per Watt | 1.49 | 104.71 | 26.28
26-01-i-02 | Supply and Erection of single Phase 220V Solar Pump inverter (MPPT) | Per Watt | 1.49 | 54.91 | Per Watt | 1.49 | 54.91 | 26.28
26-01-i-03 | Supply and Erection of 3 Phase 220/380V Solar Pump inverter (MPPT) 3 KW to 7 KW | Per Watt | 1.49 | 35.39 | per watt | 1.49 | 35.39 | 26.28
26-01-i-04 | Supply and Erection of OFF Grid / Hybrid Inverter | Per Watt | 1.49 | 22.27 | Per Watt | 1.49 | 22.27 | 26.38
26-01-i-05 | Supply and Erection of off Grid Hybrid inverter | Per Watt | 1.49 | 29.48 | per watt | 1.49 | 29.48 | 26.28
26-01-i-06 | Supply and Erection of On Grid Hybrid inverter | Per Watt | 1.49 | 65.48 | per watt | 1.49 | 65.48 | 26.28
26-01-i-03-a | Supply and Erection of GRID TIE INVERTER (ON-Grid Inverter) (0-10 KW) | Per Watt | 0.75 | 34.61 | Per Watt | 0.75 | 34.61 | 26.37
26-01-i-03-b Supply and Erection of GRID TIE INVERTER | #N/A | Per Watt | 0.75 | 32.02 | Per Watt | 0.75 | 32.02 | 26.37
26-01-i-03-c | Supply and Erection of GRID TIE INVERTER (ON-Grid Inverter) (20-30 KW) | Per Watt | 0.75 | 29.4 | Per Watt | 0.75 | 29.4 | 26.37
26-01-i-03-d Supply and Erection of GRID TIE INVERTER | #N/A | Per Watt | 0.75 | 26.78 | Per Watt | 0.75 | 26.78 | 26.37
26-01-j-01 | Supply and Erection of dV /dT or Sine Filters With Inverter (VFD) | No | 747 | 90110.25 | no | 747 | 90110.25 | 26.29
26-01-j-02 | Supply and Erection of dV /dT or Sine Filter or dV/dT filter 22 KW to 45 KW | No | 747 | 135612 | no | 747 | 135612 | 26.29
26-01-k-01 | Supply installation and commissioning of DC Submersible (1HP 1200W, 40 meter head) | No | 1494 | 80469 | No | 1494 | 80469 | 26.23
26-01-k-02 | Supply installation and commissioning of DC Submersible (2HP (2000w), 50 meter head) | No | 1494 | 122994 | No | 1494 | 122994 | 26.23
26-01-k-03 | Supply installation and commissioning of DC Submersible (3HP (3000w), 100 meter head) | No | 1494 | 244494 | No | 1494 | 244494 | 26.23
26-01-k-04 | Supply installation and commissioning of DC Submersible (5HP (5000w), 100 meter head) | No | 1494 | 390294 | No | 1494 | 390294 | 26.23
26-01-k-05 | Supply installation and commissioning of DC Submersible (10 HP (10 kw), 140 meter head) | No | 2988 | 731988 | No | 2988 | 731988 | 26.24
26-01-l-01 | Supply and Erection of AC ENERGY EFFICIENT CEILING FANS 56 inch, 50 W | No | 164.34 | 7100.77 | No | 164.34 | 7100.77 | 26.13
26-01-l-02 | Supply and Erection of DC CEILING FANS 48 inch 30-36 W | No | 164.34 | 5024.34 | No | 164.34 | 5024.34 | 26.15
26-01-l-03 | Supply and Erection of DC PEDISTAL FANS 18 inch 18-30 W | No | 164.34 | 6239.34 | No | 164.34 | 6239.34 | 26.16
26-01-m-01 | Supply and Erection of hot dipped (80 microns Average) galvanized steel of minimum thickness of 12 SWG / 2.64 mm Channel / Pipe or 8 SWG / 4.06 mm Angle | Per Watt | 1.49 | 34.99 | Per Watt | 1.49 | 34.99 | 15.6.6
26-01-n-01 | Supply and Erection of Copper Conductor of 10 AWG | Watt | 1.49 | 10 | Watt | 1.49 | 10 | 15.1.2
26-01-n-02 | Supply and Erection of 1x1 ft 4mm Copper Earthing Plate | Watt | 1.49 | 3.92 | Watt | 1.49 | 3.92 | 15.12
26-01-n-03 | Supply and Erection of Stainless Steel Nuts and Bolts | Watt | 1.49 | 3.92 | Watt | 1.49 | 3.92 | 0
26-01-o | Supply and Erection of BOX / STAND for Batteries SHS Inverter & Charge Controller | Watt | 1.49 | 7.33 | Watt | 1.49 | 7.33 | 26.1
26-01-p-01 | Supply and Erection of INVERTER BASED SPLIT AC (01 Ton) | No | 747 | 110097 | No | 747 | 110097 | 26.17
26-01-p-02 | Supply and Erection of INVERTER BASED SPLIT AC (1.5 Ton) | No | 747 | 141687 | No | 747 | 141687 | 26.17
26-01-p-03 | Supply and Erection of INVERTER BASED SPLIT AC (02 Ton) | No | 747 | 158697 | No | 747 | 158697 | 26.17
26-01-q | Supply and Erection of SOLAR AUTO TRACKER for 3.6 KW installation | No | 1494 | 314198.56 | No | 1494 | 314198.59 | 26.33
26-01-r | Supply and Erection of PV MOUNTING FRAME WITH MANUAL TRAKERING | kW | 46.31 | 32851.31 | kW | 46.31 | 32851.31 | 26.34
27-01 | Repair of leakages in valve of already laid pipe line in trenches / building i/c cost of extractiion / exvacation, complete in all respect of the following sizes. a) 3" to 6" dia of Valve | Each | 392.8 | 589.63 | Each | 392.8 | 589.63 | 0
27-02 | Repair of leakages in valve of already laid pipe line in trenches / building i/c cost of extractiion / exvacation, complete in all respect of the following sizes. a) 1" to 2.5" dia of Valve | Each | 295.07 | 378.29 | Each | 295.07 | 378.29 | 0
27-03 | Removing of existing damaged rusted & chocked G.I pipe from 1/2" to 4 " Nominal Pipe Size (NPS) | Rft | 7.62 | 10.9 | m | 25 | 35.76 | 0
27-04 | Repairing & re-fixing of steel main gate i/c hold fast, welding complete in all respects | Sft | 41.73 | 59.93 | m2 | 449.04 | 644.83 | 0
27-05 | Repair of existing G.I. damaged connection 1/2" to 4" dia i/c required jointing of union,socket,nipple,elbow etc, complete in all respect. | each | 149.4 | 149.4 | each | 149.4 | 149.4 | 0
27-06 | Repairing welding of suigas water heater 35-gallons capacity with replacement of Centre pipe and Bottom sheet, complete In all respect i/c carriage etc | Job | 451.93 | 1997.07 | Job | 451.93 | 1997.07 | 0
27-07 | Replacement of rusted/leaking G.I water tank with new for water geyser 30/35 gallens | Job | 1170.3 | 15871.8 | Job | 1170.3 | 15871.8 | 0
27-08 | Removing of glazed earthen ware WC European type of approved make/size including cost of double seat & cover (plastic & bakelite), complete in all respects: All Colours | Each | 334.59 | 434.22 | Each | 334.59 | 434.22 | 0
27-09 | Removing of glazed earthen ware WC squatting type, complete in all respects: All Colours | Each | 401.51 | 501.14 | Each | 401.51 | 501.14 | 0
27-10 | Removing of glazed earthen ware wash hand basin (WHB), complete in all respects: All colours | Each | 409.29 | 508.92 | Each | 409.29 | 508.92 | 0
27-11 | Removing of stainless steel sink with drain board, complete in all respect. | Each | 572.7 | 672.33 | Each | 572.7 | 672.33 | 0
27-12 | Removing terrazzo concrete sink, with drain board of mosaic, complete in all respect | Each | 722.1 | 821.73 | Each | 722.1 | 821.73 | 0
27-13 | Removing chorimum plated (CP) shower rose of approved quality complete : Size 1/2"x4" (15 mm x 100 mm) | Each | 104.58 | 204.21 | Each | 104.58 | 204.21 | 0
27-14-a | Furnishing and Installation thrust bearing for motor (10-25 H.P) (V.H.S.) turbine | Each | 591.38 | 13531.13 | Each | 591.38 | 13531.13 | 0
27-14-b | Furnishing and Installation thrust bearing for motor (30-50 H.P) (V.H.S.) turbine | Each | 591.38 | 15870 | Each | 591.38 | 15870 | 0
27-14-c | Furnishing and Installation ball bearing for Hollow Shaft Vertical Elec. / Motor Turbine (10-25 H.P) | Each | 591.38 | 8063.63 | Each | 591.38 | 8063.63 | 0
27-14-d | Furnishing and Installation ball bearing for Hollow Shaft Vertical Elec. / Motor Turbine (30-50 H.P) | Each | 591.38 | 9066 | Each | 591.38 | 9066 | 0
27-15-a | Rewinding of Submersible electric motor i/c carriage from site of work and back i/c testing installation complete with all respects: From 0.75 to 20 H.P | H.P | 771.9 | 1719.6 | H.P | 771.9 | 1719.6 | 0
27-15-b | Rewinding of Submersible electric motor i/c carriage from site of work and back i/c testing installation complete with all respects: Above 20 H.P | H.P | 896.4 | 2026.35 | H.P | 896.4 | 2026.35 | 0
27-16-a | Rewinding of turbine electric motor i/c carriage from site of work and back i/c testing installation complete with all respects: From 0.75 to 20 H.P | H.P | 771.9 | 1719.6 | H.P | 771.9 | 1719.6 | 0
27-16-b | Rewinding of turbine electric motor i/c carriage from site of work and back i/c testing installation complete with all respects: Above 20 H.P | H.P | 896.4 | 2026.35 | H.P | 896.4 | 2026.35 | 0
27-17 | Supply and fixing of C.T Coil for Ampere meter | Each | 323.7 | 724.65 | Each | 323.7 | 724.65 | 0
27-18-a | Extraction of Turbine/Submersible Pump & lowering/installation of the same after necessary repair (0 to 200 ft) | Job | 1145.4 | 8435.4 | Job | 1145.4 | 8435.4 | 0
27-18-b | Extraction of Turbine/Submersible Pump & lowering/installation of the same after necessary repair (Above 200 ft) | Job | 1618.5 | 13586.25 | Job | 1618.5 | 13586.25 | 0
27-19 | S/Fixing of Top nut any size | Each | 59.76 | 345.29 | Each | 59.76 | 345.29 | 0
27-20 | S/Fixing of Top shaft any size (Turbine/Submersible) | Each | 747 | 6822 | Each | 747 | 6822 | 0
27-21 | S/Fixing of staffing box gland | Set | 747 | 5485.5 | Set | 747 | 5485.5 | 0
27-22 | S/Fixing of threaded coupling | Set | 149.4 | 601.38 | Set | 149.4 | 601.38 | 0
27-23-a | Supply and Fixing for Coloumn Pipe Turbine | Rft | 373.5 | 1117.69 | m | 1225.39 | 3666.96 | 0
27-23-b | For Stage (Turbine/Submersible) | Rft | 298.8 | 827.33 | m | 980.32 | 2714.32 | 0
27-24-a | Rewinding of Voltage Regulator complete in all respect: 3 coil | Job | 1494 | 21614.4 | Job | 1494 | 21614.4 | 0
27-24-b | Rewinding of Voltage Regulator coil complete in all respect: | No. | 747 | 7235.1 | No. | 747 | 7235.1 | 0
27-25 | Repair of Voltage regulator point control machine | Job | 747 | 5531.67 | Job | 747 | 5531.67 | 0
27-26 | Repair of Voltage regulator point control machine | Job | 747 | 5531.67 | Job | 747 | 5531.67 | 0
27-27 | Replacement of pump shaft stainless steel | No. | 896.4 | 6723.54 | No. | 896.4 | 6723.54 | 0
27-28 | Replacement of Impellar | No. | 896.4 | 2876.85 | No. | 896.4 | 2876.85 | 0
27-29 | Supply and Fixing of Column shaft Sleeve 20 to 30 mm | No. | 224.1 | 1012.64 | No. | 224.1 | 1012.64 | 0
27-30 | Replacement of Column pipe socket 3" to 6" i/d | No. | 448.2 | 2219.67 | No. | 448.2 | 2219.67 | 0
27-31 | Replacement of column shaft any size | No. | 747 | 2282.58 | No. | 747 | 2282.58 | 0
27-32 | Replacement of wearing ring | No. | 224.1 | 904.5 | No. | 224.1 | 904.5 | 0
27-33 | Replacement of studs for intermediate bowl | No. | 23.9 | 58.53 | No. | 23.9 | 58.53 | 0
27-34 | Replacement of nut, bolts of any size | No. | 26.89 | 112.97 | No. | 26.89 | 112.97 | 0
27-35 | Repair/reconditioning of impellars | No. | 376.61 | 510.26 | No. | 376.61 | 510.26 | 0
27-36 | Replacing the Submersible motor thrust bearing and disc | No. | 1369.5 | 14400.38 | No. | 1369.5 | 14400.38 | 0
27-37 | Replacing the carbon bushes / steel bushes for submersible motor complete | Job | 933.75 | 5329.62 | Job | 933.75 | 5329.62 | 0
27-38 | Replacing of brass bush any size | Job | 273.9 | 1041.69 | Job | 273.9 | 1041.69 | 0
27-39 | Replacing of bearing bushes/houseing | Job | 301.29 | 1043.53 | Job | 301.29 | 1043.53 | 0
27-40 | Replacing of rubber packing 3" to 6"i/d | Pair | 49.8 | 183.45 | Pair | 49.8 | 183.45 | 0
27-41-a | Rewinding of H.T Coil 25 KVA | Job | 373.5 | 18744.3 | Job | 373.5 | 18744.3 | 0
27-41-b | Rewinding of H.T Coil 50 KVA | Job | 522.9 | 23326.02 | Job | 522.9 | 23326.02 | 0
27-41-c | Rewinding of H.T Coil 100 KVA | Job | 1045.8 | 46827 | Job | 1045.8 | 46827 | 0
27-42-a | Rewinding of L.T Coil 25 KVA | Job | 373.5 | 9194.4 | Job | 373.5 | 9194.4 | 0
27-42-b | Rewinding of L.T Coil 50 KVA | Job | 522.9 | 11457.9 | Job | 522.9 | 11457.9 | 0
27-42-c | Rewinding of L.T Coil 100 KVA | Job | 1045.8 | 13293 | Job | 1045.8 | 13293 | 0
27-43 | Replacement of insulator (HT) Bush for 25 to 50 KVA | No. | 376.61 | 2098.27 | No. | 376.61 | 2098.27 | 0
27-44-a | Replacement of Transformer L.T bush for 25 to 50 KVA | No. | 747 | 2812.86 | No. | 747 | 2812.86 | 0
27-44-b | Replacement of transfomer link of different KVS | No. | 448.2 | 2252.48 | No. | 448.2 | 2252.48 | 0
27-45 | Replacement of S-Y-II unit for 25 to 100 KVA | No. | 747 | 2302.2 | No. | 747 | 2302.2 | 0
27-46 | Replacement of transformer oil | Liter | 104.58 | 341.91 | Liter | 104.58 | 341.91 | 0
27-47 | Loading unloading of Transformer asper wapda specification & installation with cariage complete for 25 to 100 KVA | Job | 1494 | 7034.4 | Job | 1494 | 7034.4 | 0
27-48 | Rubber packing 1/32" to 1/16"thick | No. | 35.86 | 116.05 | No. | 35.86 | 116.05 | 0
27-49 | Replacement of gland dori | Rft | 29.88 | 76.23 | m | 98.03 | 250.11 | 0
27-50 | Replacing of Kit kat grips 60 to 200 Amp | No. | 186.75 | 1644.75 | No. | 186.75 | 1644.75 | 0
27-51 | Replacing of pressure gauge 0 to 500 | No. | 199.67 | 539.87 | No. | 199.67 | 539.87 | 0
27-52 | Flexsible conduct pipe 1-1/2" to 2"dia | Rft | 62.3 | 114.3 | m | 204.4 | 375.01 | 0
27-53 | Replacing of clamps 3" to 6"s ize | No. | 249 | 1183.7 | No. | 249 | 1183.7 | 0
27-54 | Submersible plate | No. | 249 | 2187.46 | No. | 249 | 2187.46 | 0
27-55 | Cutting & threading MS column pipe of various | Job | 958.65 | 1323.15 | Job | 958.65 | 1323.15 | 0
27-56-a | Replacing of single core cable of the following gauge (Cupper): PVC Cable 7/064 | Rft | 46.76 | 131.81 | m | 153.42 | 432.45 | 0
27-56-b | Replacing of single core cable of the following gauge (Cupper): PVC Cable 7/052 | Rft | 46.76 | 115.11 | m | 153.42 | 377.64 | 0
27-56-c | Replacing of single core cable of the following gauge (Cupper): PVC Cable 19/052 | Rft | 93.38 | 230.06 | m | 306.35 | 754.8 | 0
27-56-d | Replacing of single core cable of the following gauge (Cupper): PVC Cable 19/064 | Rft | 93.38 | 245.25 | m | 306.35 | 804.63 | 0
27-57-a | Replacing of 3 core submersible cable (cupper) of the following gauge. 14/16mm. | Rft | 93.38 | 225.51 | m | 306.35 | 739.85 | 0
27-57-b | Replacing of 3 core submersible cable (cupper) of the following gauge. 25 mm | Rft | 140.14 | 565.39 | m | 459.77 | 1854.94 | 0
27-58-a | Replacing of 4 core cable of the following gauge PVC Cable 19/083 | Rft | 140.14 | 451.48 | m | 459.77 | 1481.24 | 0
27-58-b | Replacing of 4 core cable of the following gauge PVC Cable 19/064 | Rft | 140.14 | 375.54 | m | 459.77 | 1232.1 | 0
27-59 | Test & develope tubewell of size 6" & above continously up to 1.5 cuse cs (Air compressor) | Hr | 357.94 | 838.47 | Hr | 357.94 | 838.47 | 0
27-60 | Disconnection of Illegal water connection, complete in all respects | Per Job | 1113.65 | 1113.65 | Per Job | 1113.65 | 1113.65 | 0
27-61 | Making holes upto 3" dia, 18" depth in cement concrete or stone masonry walls and repairing | Per Job | 409.19 | 409.19 | Per Job | 409.19 | 409.19 | 6.1
27-62 | Replacing kallar eaten bricks | Each | 57.27 | 74.54 | Each | 57.27 | 74.54 | 7.2.1.4
27-63 | Repairing corners of bridges & other hydraulic masonry works | Each | 715.88 | 715.88 | Each | 715.88 | 715.88 | 0
27-64 | Rubbing and polishing old grit/mosaic floorincluding repairing voids, uneven surface,complete | Sft | 0 | 25.41 | m2 | 0 | 273.43 | 10.9
27-65 | Rubbing & polishing grit floor, including repairing522voids, uneven surface, complete | 100 Sft | 0 | 33.3 | m2 | 0 | 3.58 | 10.9
27-66 | Racking and washing joints of stone masonry (old work) | 100 Sft | 1245 | 1245 | m2 | 133.96 | 133.96 | 7.1.14
27-67 | Racking and washing joints of brick masonry (old work) | 100 Sft | 747 | 747 | m2 | 80.38 | 80.38 | 7.1.14
27-68-a | Petty repairs to Fire Place | Each | 427.04 | 1043.55 | Each | 427.04 | 1043.55 | 0
27-68-b | Petty repairs to Floor | Each | 77.86 | 127.65 | Each | 77.86 | 127.65 | 0
27-69-a-i | Removing and Fixing new approved heavy safety brass handle with necessary screws of the same metal : 6''-7" Size | Each | 116.72 | 635.91 | Each | 116.72 | 635.91 | 12.19.20
27-69-a-ii | Removing and Fixing new approved heavy safety brass handle with necessary screws of the same metal : 5" Size | Each | 116.72 | 494.71 | Each | 116.72 | 494.71 | 12.19.20
27-69-a-iii | Removing and Fixing new approved heavy safety brass handle with necessary screws of the same metal : 4" Size | Each | 116.72 | 300.31 | Each | 116.72 | 300.31 | 12.19.20
27-69-b-i | Removing and Fixing new approved heavy safety iron handle with necessary screws of the same metal : 5" Size | Each | 116.72 | 171.88 | Each | 116.72 | 171.88 | 12.19.20
27-69-b-ii | Removing and Fixing new approved heavy safety iron handle with necessary screws of the same metal : 4" Size | Each | 116.72 | 161.07 | Each | 116.72 | 161.07 | 12.19.20
27-69-b-iii | Removing and Fixing new approved heavy safety iron handle with necessary screws of the same metal : 6''-7" Size (Chromium Plated) | Each | 116.72 | 279.53 | Each | 116.72 | 279.53 | 12.19.20
27-70-a | Prfoviding and Fixing approved curved or circular 5/8" dia rod handle upto 5" size with brass screws522: Brass Handle | Each | 116.72 | 241.86 | Each | 116.72 | 241.86 | 12.19.20
27-70-b | Prfoviding and Fixing approved curved or circular 5/8" dia rod handle upto 4" size with brass screws : Chromium Plated Handle | Each | 116.72 | 219.99 | Each | 116.72 | 219.99 | 12.19.20
27-71 | Prfoviding and Fixing approved 6" size Fancy Brass Heavy Type door handle with plate and screws. | Each | 466.88 | 639.79 | Each | 466.88 | 639.79 | 12.19.20
27-72-a-i | Removing and Fixing new approved section hook and eye : Brass 6" | Each | 116.72 | 918.62 | Each | 116.72 | 918.62 | 12.19.20
27-72-a-ii | Removing and Fixing new approved section hook and eye : Brass 4" | Each | 116.72 | 580.24 | Each | 116.72 | 580.24 | 12.19.20
27-72-b-i | Removing and Fixing new approved section hook and eye : Galvanized Iron 6" | Each | 116.72 | 347.42 | Each | 116.72 | 347.42 | 12.19.20
27-72-b-ii | Removing and Fixing new approved section hook and eye : Galvanized Iron 4" | Each | 116.72 | 314.46 | Each | 116.72 | 314.46 | 12.19.20
27-73 | Replacement of Aluminum door closer of approved quality | Each | 140.06 | 3448.69 | Each | 140.06 | 3448.69 | 12.19.22
27-74-a | Removing & refixing cleats for doors & windows including hinges and screws. | Each | 93.38 | 458.42 | Each | 93.38 | 458.42 | 12.2
27-74-b | Removing & refixing cleats with brass hooks for roof ventilators | Each | 93.38 | 327.92 | Each | 93.38 | 327.92 | 12.2
27-74-c | Removing & refixing Door stops of 1.5" dia rubber block | Each | 15.5 | 780.95 | Each | 15.5 | 780.95 | 12.2
27-74-d | Removing & refixing GI hook with clamps for doors | Each | 5.04 | 193.85 | Each | 5.04 | 193.85 | 12.2
27-75 | Making deodar punkha pole 10'x6"x6" | Each | 473.1 | 27259.87 | Each | 473.1 | 27259.87 | 12.1
27-76 | Dismantling and refixing eave boards | Rft | 47.82 | 47.82 | m | 156.89 | 156.89 | 4.1
27-77 | Removing old paint from woodwork/steel with paint remover | 100 Sft | 236.55 | 302.89 | m2 | 25.45 | 32.59 | 13.3.1
27-78 | Brushing & scraping blisters of old paints from woodwork | 100 Sft | 416.33 | 416.33 | m2 | 44.8 | 44.8 | 13.3.1
27-79 | Scraping, brushing and removing old paint, from metal surface | 100 Sft | 1992 | 1992 | m2 | 214.34 | 214.34 | 13.3.1
27-80 | Burning off or rubbing down with pumice stone, old paint from wood work | 100 Sft | 1291.69 | 1897.29 | m2 | 138.99 | 204.15 | 13.3
27-81 | Removing with caustic soda,old paint from wood work | 100 Sft | 498 | 602.25 | m2 | 53.58 | 64.8 | 13.3
27-82 | Removing paint or varnish from wall | 100 Sft | 996 | 996 | m2 | 107.17 | 107.17 | 13.1.5
27-83-a | Scraping of Khanki paint from barrage gates | 100 Sft | 119.52 | 298.6 | m2 | 12.86 | 32.13 | 13.1
27-83-b | Scraping of Aluminium paint from barrage headworks | 100 Sft | 249 | 428.08 | m2 | 26.79 | 46.06 | 13.1.5
27-84 | Scraping rust from old rails or girders | 100 Sft | 1494 | 1673.08 | m2 | 160.75 | 180.02 | 13.1.5
27-85 | Chiselling old paint from brick work | 100 Sft | 1992 | 2171.08 | m2 | 214.34 | 233.61 | 13.1.5
27-86 | Cleaning glasses with chalk and spirit etc | 100 Sft | 996 | 1175.08 | m2 | 107.17 | 126.44 | 0
27-87 | Cleaning and oiling rafter or rolled steel beams | 100 Sft | 498 | 561.04 | m2 | 53.58 | 60.37 | 0
27-88 | Cleaning and painting punkha poles, including fixing hooks | Each | 249 | 288.21 | Each | 249 | 288.21 | 0
27-89 | Repainting of ceiling fan (all sizes & types) incl painting of blades, canopy etc with syn. Enamel | Job | 104.58 | 258.31 | Job | 104.58 | 258.31 | 13.9
27-90 | Repainting of iron poles with cross arms, with522bitumen or other approved paint | Job | 746 | 1339.92 | Job | 746 | 1339.92 | 13.1 ,
27-91-a | Repainting of pipes and specials of GI, MS or522PVC conduit etc : Upto 1.5" i/d | 100 RFT | 747 | 2416.05 | m | 24.51 | 79.27 | 13.1 ,
27-91-b | Repainting of pipes and specials of GI, MS or522PVC conduit etc : From 1.5" to 2" i/d | 100 RFT | 1494 | 4568.92 | m | 49.02 | 149.9 | 13.1 ,
27-91-c | Repainting of pipes and specials of GI, MS or522PVC conduit etc : From 2" to 4" i/d | 100 RFT | 2480.04 | 7020.8 | m | 81.37 | 230.34 | 13.1 ,
27-92 | Repainting main switches & branch distribution522boards of all sizes & types with approved paint | Job | 44.82 | 267.89 | Job | 44.82 | 267.89 | 13.1 ,
27-93 | Scarifying old road surface, including removal of debris within one chain | 100 Sft | 498 | 498 | m2 | 53.58 | 53.58 | 3.9.3
27-94 | Repair to cracks to reinforced or plain cement concrete work by grouting with cement gun in (1:2) cement sand mortar including cutting the chase of required size. | 100 Rft | 4046.25 | 5886.37 | m | 132.75 | 193.12 | 16.9
27-95 | Dismantling bitumen carpet of any description from existing roads surface including its removal and disposal within 3 chains lead as desired. | 100 Sft | 996 | 996 | m2 | 107.17 | 107.17 | 3.9.3
27-96 | Removing the existing worn out bitumanious522surface having pot holes and ruts in patches of regular shape brushing and re-carpeting with 1" thick (consolidated) asphalt macadam as per specifications. | 100 Sft | 2141.4 | 9060.11 | m2 | 230.41 | 974.87 | 3.9.3 ,
27-97 | Removing the existing worn out bitumanious surface pot holes and ruts in patches of regular shape brushing and re-carpeting with 2" thick(consolidated) asphalt macadam as per specificaiton complete | 100 Sft | 2340.6 | 12156.64 | m2 | 251.85 | 1308.05 | 3.9.3 ,
27-98 | Removing of existing worn out bitumanious522surface pot holes and ruts in patches and re-carpeting with 3" thick(consolidated) asphalt macadam as per specifiedcomplete including disposal of excavated stuff within one chain | 100 Sft | 2938.2 | 15359.54 | m2 | 316.15 | 1652.69 | 3.9.3 ,
27-99 | Clarification existing Base/Sub base / ploughed to a specified depth in the drawings, and compacted specified density. | 100 Sft | 391.55 | 543.13 | m2 | 42.13 | 58.44 | 3.9.3
27-100 | Tucking and chipping of road surface before hot surface dressing over existing road. | 100 Sft | 498 | 498 | m2 | 53.58 | 53.58 | 3.9.3
27-101 | Repair to pot holes including cleaning, brushing, removal of loose material and filling of the same with clean stone of size 0.75" to 1.5" with hot bitumen manual compaction with rammer (water bound 3% biutmen) | 100 Sft | 3276.84 | 7655.4 | m2 | 352.59 | 823.72 | 16.9
27-102 | Repairs to hand pump, pulling out & refitting | Rft | 80.43 | 80.43 | m | 263.87 | 263.87 | 0
27-103-a | Recaning of chairs/stools : With plastic cane. | kg | 1494 | 1787.79 | kg | 1494 | 1787.79 | 0
27-103-b | Recaning of chairs/stools : With willow cane. | kg | 435.75 | 2251.54 | kg | 435.75 | 2251.54 | 0
27-104-a | Dismantling removing and stacking of heavy design steel grill from compound wall & re-fixing painting complete. | Ton | 227.09 | 227.09 | Ton | 227.09 | 227.09 | 4.1
27-104-b | Removing, Repairing, re-fixing of wooden joinery i/c replacement of Deodar wooden strips, nail etc. | Sft | 23.34 | 244.48 | m2 | 251.18 | 2630.61 | 12.14
27-104-c | Repair of almirah/wardrobe i/c replacement of wooden strips, sheet, hinges where required complete in all respects. | Sft | 2.85 | 39.59 | m2 | 30.68 | 425.96 | 12.25.1.3
27-105-a | Cleaning of choked manhole | Each | 747 | 747 | Each | 747 | 747 | 14.5.6
27-105-b | Cleaning of septic tank including disposal of waste | Cft | 93.62 | 93.62 | m3 | 3306.3 | 3306.3 | 14.5.6
27-106 | Preparing surface using chemical and applying lacquer polish finish with 3-coats on existing wooden joinery complete in all respects. | Sft | 18.67 | 57.37 | m2 | 200.94 | 617.27 | 13.1.5
27-107 | Removing, Repairing & Fixing of aluminium joinery i/c opening of frame with rubber packing complete | Each | 186.75 | 469.11 | Each | 186.75 | 469.11 | 12.15
27-108 | Removing & re-fixing of wooden joinery (doors &522windows) i/e addition and alteration complete | Sft | 18.67 | 101.3 | m2 | 200.94 | 1089.97 | 12.2 ,
27-109-a | Removing of existing wire guaze & re-fixing GI wire gauze of 22 guage and 12 mesh per square inch complete in all respects | Sft | 140.06 | 216.61 | m2 | 1507.07 | 2330.7 | 4.1 ,12.12
27-109-b | Removing of existing wire guaze & re-fixing plastic wire gauze with 22 mesh per square inch complete in all respects | Sft | 140.06 | 173.43 | m2 | 1507.07 | 1866.07 | 4.1 ,12.12
27-109-c | Removing of existing aluminum wire guaze & re-fixing Aluminum wire gauze of 30 guage and 14 mesh per square inch complete in all respects | Sft | 140.06 | 165.58 | m2 | 1507.07 | 1781.61 | 4.1 ,12.12
27-110 | Removing, repairing and re-Fixing of wooden (heavy) sheesham railing i/c rawal bolts, painting complete in all respects | Rft | 313.74 | 647.05 | m | 1029.33 | 2122.87 | 12.28
27-111 | Removing and Re-Fixing of aluminium windows | Each | 996 | 996 | Each | 996 | 996 | 12.26
27-112-a | Repair of aluminium door/windows, fly sutter screen openable door or window R/q handle rubber, silicon complete in all respects | Sft | 22.41 | 92.54 | m2 | 241.13 | 995.68 | 12.26
27-112-b | Repair of wooden wardrobe =of required wooden batten, hinges, hasp staple or commercial ply 3/4" shelf | Sft | 143.18 | 163.99 | m2 | 1540.56 | 1764.53 | 12.25.1.3
27-112-c | Removing, repairing, cleaning, washing of vertical blind curtain & re-fixing complete | Each | 136.17 | 515.53 | Each | 136.17 | 515.53 | 0
27-113 | Repair of doors/windows complete | Sft | 42.95 | 90.19 | m2 | 462.17 | 970.48 | 12.1 ,
27-114 | Reinstatement Of Road Surface | 1000 Cft | 246.81 | 11453.12 | m3 | 8.72 | 404.46 | 16.9.5
27-115 | Repair / refixing of kitchen wall cabinet i/c commercial ply, new drawers, fancy handle, shutter etc required for painting. | Sft | 357.94 | 1059.79 | m2 | 3851.41 | 11403.34 | 12.25
27-116 | Repairs to plaster of thickness 1/2" to 3/4" in cement sand mortar 1:4 patches of area 27 Sft and under, including cutting the patch in proper shape, raking out joints and preparing and plastering the surface of the walls complete, including disposal of rubbish to the dumping ground within 30 metres lead. | 100 Sft | 3610.5 | 5315.24 | m2 | 388.49 | 571.92 | 11.1.2.4
27-117 | Fixing door chowkat in existing opening including embedding chowkat in floors or walls cutting masonry for holdfasts, embedding hold fasts in cement concrete blocks of size 6"x4"x4", with cement concrete 1:3:6 (1 cement : 3 coarse sand : 6 aggregate), painting two coats of approved wood preservative to sides of chowkhats and making good the damages to walls and floors as required complete, including disposal of debris to the dumping ground within 30 meters lead. | Each | 70.96 | 371.52 | Each | 70.96 | 371.52 | 12.2.1.5,
27-118 | Making the opening in brick masonry including dismantling in floor or walls by cutting masonry and making good the damages to walls and jambs complete, to match existing surface i/c disposal of debris to the nearest municipal dumping ground. | Sft | 120.34 | 123.89 | m2 | 1294.88 | 1333.05 | 4.5.6,
27-119 | Renewing wooden battens in roofs, including making good the holes in wall and painting with oil type wood preservative of approved brand and manufacture complete, including removal of rubbish to the dumping ground within 30 metres lead: | Cft | 304.89 | 10102.27 | m3 | 10767.03 | 356758.63 | 12.4.1.3
27-120 | Raking out joints in lime or cement mortar and preparing the surface for re-pointing or replastering,including disposal of rubbish to the dumping ground within 50 metres lead. | 100 Sft | 585.05 | 585.05 | m2 | 62.95 | 62.95 | 11.2.2
27-121 | Removing white or colour wash by scrapping and sand papering and preparing the surface smooth including necessary repairs to scratches etc. complete. | Sft | 1.2 | 1.2 | m2 | 12.86 | 12.86 | 11.5
27-122 | Removing distemper, water proofing cement paint and the like by scrapping, sand papering and preparing the surface smooth including necessary repairs to scratches etc. complete. | Sft | 1.49 | 3.51 | m2 | 16.08 | 37.79 | 11.8.2
27-123 | Painting on old G.I. sheet with synthetic enamel paint of approved quality of required colour to give an even shade: | Sft | 8.22 | 12.39 | m2 | 88.41 | 133.27 | 13.9
27-124 | Providing and fixing deodar wood First class wooden curtain rods 1" to 1.25" (25mm to 32mm) dia with end stay. | Rft | 25.86 | 145.41 | m | 84.84 | 477.08 | 12.19.26
27-125 | Providing and fixing 3/4" (19mm) dia. approved Brass tubes with Brass sockets as curtain rods. | Rft | 16.62 | 138.11 | m | 54.53 | 453.1 | 12.19.26
27-126 | Providing and fixing 3/4" (19mm) dia. approved Chromium Plated Brass tubes with Chromium Plated Brass sockets as curtain rods. | Rft | 16.62 | 146.1 | m | 54.53 | 479.31 | 12.19.26
27-127 | Providing and fixing Chromium Plated curtain rails with double roller runners, clamps, including cost of Chromium Plated brass screws and rawl plugs. | Rft | 84.5 | 959.32 | m | 277.22 | 3147.38 | 12.19.26
27-128 | Providing and fixing Aluminium curtain rails with double roller runners, clamps, including cost of screws and rawl plugs. | Rft | 84.5 | 959.32 | m | 277.22 | 3147.38 | 12.19.26
27-129-a-i | Replacement of existing door lock with new door lock. : Rim Lock (Local) | Each | 466.88 | 945.55 | Each | 466.88 | 945.55 | 12.18
27-129-a-ii | Replacement of existing door lock with new door lock. : Heavy Duty Rim Lock | Each | 466.88 | 2042.39 | Each | 466.88 | 2042.39 | 12.18
27-129-a-iii | Replacement of existing door lock with new door handle lock of imported quality heavy duty | Each | 466.88 | 3019.83 | Each | 466.88 | 3019.83 | 12.18
27-129-c | Replacement of existing floor hinges with new floor hinges. : Floor Hinges | Each | 933.75 | 7437.65 | Each | 933.75 | 7437.65 | 12.2.1.14
27-130 | Replacement of existing brass drawer and cupboard lock with brass screws. | Each | 233.44 | 757.68 | Each | 233.44 | 757.68 | 12.19.18
27-131-a | Replacement of existing finger plate with screws. : Aluminium finger plate 6" x 2.25" | Each | 175.17 | 382.03 | Each | 175.17 | 382.03 | 12.19.25
27-131-b | Replacement of existing finger plate with screws. : Brass finger plate 6" x 2.25" | Each | 175.17 | 559.86 | Each | 175.17 | 559.86 | 12.19.25
27-132-a-i | Replacement of existing approved helical brass spring hinges 6" (150mm) size with brass screws. : Single action | Each | 151.83 | 698.07 | Each | 151.83 | 698.07 | 12.19.6
27-132-a-ii | Replacement of existing helical brass spring hinges 6" (150mm) size with brass screws. : Double action | Each | 186.75 | 989.84 | Each | 186.75 | 989.84 | 12.19.6
27-132-b-i | Replacement of existing helical iron spring hinges 6" (150mm) size with iron screws. : Single action | Each | 151.83 | 410.44 | Each | 151.83 | 410.44 | 12.19.6
27-132-b-ii | Replacement of existing helical iron spring hinges 6" (150mm) size with iron screws. : Double action | Each | 186.75 | 500.22 | Each | 186.75 | 500.22 | 12.19.6
27-133-a | Replacement of existing piano hinges of sheet 3/4" (19mm) wide with brass screws. : Brass piano hinges | Each | 466.88 | 529.42 | Each | 466.88 | 529.42 | 12.19.7
27-133-b | Replacement of existing piano hinges of sheet 3/4" (19mm) wide with brass screws. : Iron piano hinges | Each | 466.88 | 585.3 | Each | 466.88 | 585.3 | 12.19.7
27-134-a-i | Replacement of existing parliament hinges with screws. : Brass parliament hinges 5" x 5", 12 SWG | Each | 140.06 | 369.45 | Each | 140.06 | 369.45 | 12.19.5
27-134-a-ii | Replacement of existing parliament hinges with screws. : Brass parliament hinges 4" x 4", 12 SWG | Each | 116.72 | 630.42 | Each | 116.72 | 630.42 | 12.19.5
27-134-b-i | Replacement of existing parliament hinges with screws. : Iron parliament hinges 5" x 5", 12 SWG | Each | 140.06 | 229.73 | Each | 140.06 | 229.73 | 12.19.5
27-134-b-ii | Replacement of existing parliament hinges with screws. : Iron parliament hinges 4" x 4", 12 SWG | Each | 116.72 | 193.99 | Each | 116.72 | 193.99 | 12.19.5
27-135-a | Replacement of existing heavy type G.I tee hinges with screws. : Tee hinges 18" | Each | 116.72 | 245.68 | Each | 116.72 | 245.68 | 12.19.8
27-135-b | Replacement of existing heavy type G.I tee hinges with screws. : Tee hinges 12" | Each | 140.06 | 254.88 | Each | 140.06 | 254.88 | 12.19.8
27-135-c | Replacement of existing heavy type G.I tee hinges with screws. : Tee hinges 10" | Each | 140.06 | 223.53 | Each | 140.06 | 223.53 | 12.19.8
27-136-a-i | Replacement of existing tower bolts with screws of same metal. : Brass tower bolts of 6" Size | Each | 116.72 | 186.12 | Each | 116.72 | 186.12 | 12.19.10
27-136-a-ii | Replacement of existing tower bolts with screws of same metal. : Brass tower bolts of 9" Size | Each | 116.72 | 306.45 | Each | 116.72 | 306.45 | 12.19.10
27-136-a-iii | Replacement of existing tower bolts with screws of same metal. : Brass tower bolts of 12" Size | Each | 116.72 | 276.66 | Each | 116.72 | 276.66 | 12.19.10
27-136-b-i | Replacement of existing tower bolts with screws of same metal. :Chromium plated brass tower bolts of 6" Size | Each | 116.72 | 476.14 | Each | 116.72 | 476.14 | 12.19.10
27-136-b-ii | Replacement of existing tower bolts with screws of same metal. :Chromium plated brass tower bolts of 9" Size | Each | 116.72 | 545.57 | Each | 116.72 | 545.57 | 12.19.10
27-136-b-iii | Replacement of existing tower bolts with screws of same metal. : Chromium plated brass tower bolts of 12" Size | Each | 116.72 | 765.82 | Each | 116.72 | 765.82 | 12.19.10
27-136-c-i | Replacement of existing tower bolts with screws of same metal. : Aluminium tower bolts of 4" Size | Each | 116.72 | 196.69 | Each | 116.72 | 196.69 | 12.19.10
27-136-c-ii | Replacement of existing tower bolts with screws of same metal. : Aluminium tower bolts of 6" Size | Each | 116.72 | 223.42 | Each | 116.72 | 223.42 | 12.19.10
27-136-c-iii | Replacement of existing tower bolts with screws of same metal. : Aluminium tower bolts of 8" Size | Each | 116.72 | 275.42 | Each | 116.72 | 275.42 | 12.19.10
27-137-a-i | Replacement of existing heavy duty safety hasp and staple with necessary screws of the same metal. : Brass hasp and staple of Size 5" | Each | 116.72 | 565.53 | Each | 116.72 | 565.53 | 12.19.18
27-137-a-ii | Replacement of existing heavy duty safety hasp and staple with necessary screws of the same metal. : Brass hasp and staple of Size 4" | Each | 116.72 | 477.08 | Each | 116.72 | 477.08 | 12.19.18
27-137-a-iii | Replacement of existing heavy duty safety hasp and staple with necessary screws of the same metal. : Brass hasp and staple of Size 3" | Each | 116.72 | 371.13 | Each | 116.72 | 371.13 | 12.19.18
27-137-a-iv | Replacement of existing heavy duty safety hasp and staple with necessary screws of the same metal. : Brass hasp and staple of Size 2" | Each | 116.72 | 350.72 | Each | 116.72 | 350.72 | 12.19.18
27-137-b-i | Replacement of existing heavy duty safety hasp and staple with necessary screws of the same metal. : Iron hasp and staple of Size 5" | Each | 116.72 | 173.35 | Each | 116.72 | 173.35 | 12.19.18
27-137-b-ii | Replacement of existing heavy duty safety hasp and staple with necessary screws of the same metal. : Iron hasp and staple of Size 4" | Each | 116.72 | 168.43 | Each | 116.72 | 168.43 | 12.19.18
27-137-b-iii | Replacement of existing heavy duty safety hasp and staple with necessary screws of the same metal. : Iron hasp and staple of Size 3" | Each | 116.72 | 160.96 | Each | 116.72 | 160.96 | 12.19.18
27-137-b-iv | Replacement of existing heavy duty safety hasp and staple with necessary screws of the same metal. : Iron hasp and staple of Size 2" | Each | 116.72 | 155.37 | Each | 116.72 | 155.37 | 12.19.18
27-137-c-i | Replacement of existing heavy duty safety hasp and staple with necessary screws of the same metal. : Chromium plated hasp and staple of Size 5" Replacement of existing heavy duty safety hasp and staple with necessary screws of the same metal. : Chromium plated hasp and staple of Size 4" | Each | 116.72 | 264.27 | Each | 116.72 | 264.27 | 12.19.18
27-137-c-ii | Replacement of existing heavy duty safety hasp and staple with necessary screws of the same metal. : Chromium plated hasp and staple of Size 4\" | Each | 116.72 | 250.66 | Each | 116.72 | 250.66 | 12.19.18
27-137-c-iii | Replacement of existing heavy duty safety hasp and staple with necessary screws of the same metal. : Chromium plated hasp and staple of Size 3" | Each | 116.72 | 236.57 | Each | 116.72 | 236.57 | 12.19.18
27-137-c-iv | Replacement of existing heavy duty safety hasp and staple with necessary screws of the same metal. : Chromium plated hasp and staple of Size 2" | Each | 116.72 | 225.39 | Each | 116.72 | 225.39 | 12.19.18
27-140-a | Servicing of window type AC | Job | 373.5 | 981 | job | 373.5 | 981 | 0
27-141-i | Gas charging for 2.0 Ton Split AC with R410 or equivalent gas | Job | 373.5 | 6448.5 | job | 373.5 | 6448.5 | 0
27-141-a | Servicing for floor stand AC unit | Job | 373.5 | 2803.5 | job | 373.5 | 2803.5 | 0
27-141-b | Servicing of Split type AC | Job | 1245 | 3067.5 | job | 1245 | 3067.5 | 0
27-141-c | Supply and Replacement of compressor for 1.5 Ton Split AC | Job | 1494 | 20326.5 | job | 1494 | 20326.5 | 0
27-141-d | Supply and Replacement of compressor for 2.0 Ton Split AC | Job | 1494 | 23364 | job | 1494 | 23364 | 0
27-141-e | Supply and Replacement of compressor for 1.5 T Window AC | Job | 1245 | 17040 | job | 1245 | 17040 | 0
27-141-f | Supplay and Replacement of compressor for 2.0 T Window AC | Job | 1245 | 20685 | job | 1245 | 20685 | 0
27-141-g | Supply and fixing of compressor for Electric Water Cooler | Job | 373.5 | 12888 | job | 373.5 | 12888 | 0
27-141-h | Gas charging for 1.5 Ton Split AC with R410 or equivalent gas | Job | 373.5 | 5233.5 | job | 373.5 | 5233.5 | 0
27-141-j | Gas changing for 1.5 Ton Window AC with R410 or equivalent gas | Job | 373.5 | 5233.5 | job | 373.5 | 5233.5 | 0
27-141-k | Gas changing for 2.0 Ton Window AC with R410 or equivalent gas | Job | 373.5 | 6448.5 | job | 373.5 | 6448.5 | 0
27-141-l | Gas charging for Electric Water Cooler with R410 or equivalent gas | Job | 373.5 | 5233.5 | job | 373.5 | 5233.5 | 0
27-141-m | Gas charging for floor stand AC unit with R410 or equivalent gas | Job | 498 | 6573 | job | 498 | 6573 | 0
27-141-n | Repairing of PC Circuit Board complete for Split AC unit | Job | 498 | 4750.5 | job | 498 | 4750.5 | 0
27-142-a | Supply and replacement of PC Circuit Board complete for Split AC unit | Job | 498 | 4143 | job | 498 | 4143 | 0
27-142-b | Supply and Replacement of Sensor for Split AC unit | Job | 498 | 1470 | job | 498 | 1470 | 0
27-142-c | Supply and Replacement of running capacitor | Job | 298.8 | 906.3 | job | 298.8 | 906.3 | 0
27-142-d | Supply and Replacement of Insulation Copper pipe for Split AC unit | Job | 149.4 | 513.9 | job | 149.4 | 513.9 | 0
27-142-e | Supply and providing of Remote Control for Split AC unit | No | 0 | 607.5 | no | 0 | 607.5 | 0
27-142-f | Supply and fixing of drain pipe flexible for outdoor unit of split AC | Job | 74.7 | 111.15 | job | 74.7 | 111.15 | 0
27-142-g | Supply and fixing of fan motor for outdoor unit of split AC | Job | 298.8 | 2121.3 | job | 298.8 | 2121.3 | 0
27-142-h | Supply and fixing of fan motor for window AC unit | Job | 224.1 | 2046.6 | job | 224.1 | 2046.6 | 0
27-143 | Supply and fixing of fan motor for Electric Water Cooler | Job | 224.1 | 2046.6 | job | 224.1 | 2046.6 | 0
27-144-a | Supply and fixing of steel bracket with rawal bolt best quality for AC | Job | 149.4 | 1485.9 | job | 149.4 | 1485.9 | 0
27-144-b | Supply and fixing of 110/76 - 3 core wire for split AC | Job | 44.82 | 166.32 | job | 44.82 | 166.32 | 0
27-145-a | Removing of window AC | Job | 622.5 | 622.5 | job | 622.5 | 622.5 | 0
27-145-b | Refixing of window AC | Job | 622.5 | 622.5 | job | 622.5 | 622.5 | 0
27-145-c | Removing of Split AC | Job | 996 | 996 | job | 996 | 996 | 0
27-145-d | Refixing of Split AC complete | Job | 1245 | 1245 | job | 1245 | 1245 | 0
27-146 | Providing and fixing of contact relay for split AC complete | Job | 149.4 | 3186.9 | job | 149.4 | 3186.9 | 0
28-01 | Supplying bamboo jhandies 10' to 12' with iron shoes and flags 15" square | Each | 124.5 | 469.57 | Each | 124.5 | 469.57 | 16.8.16
28-02 | Supplying wooden pegs for levelling 1.5" square 6" long | 100 No. | 715.88 | 8446.92 | 100 No. | 715.88 | 8446.92 | 16.8.16
28-03 | Supplying wooden pegs for alignment, 2" to 3" square, 9" long | 100 No. | 996 | 12386.63 | 100 No. | 996 | 12386.63 | 16.8.16
28-04 | Fixing enamelled iron gauges flush with masonry including cost of hooks | Rft | 119.69 | 133.67 | m | 392.7 | 438.54 | 14.7.3
28-05 | Supply & fix boundry pillars in position, including digging pits | Each | 498 | 793.29 | Each | 498 | 793.29 | 16.8.14
28-06 | Fixing main line type distance mark in position including making 1:3:6 cement concrete base block | Each | 366.03 | 1095.96 | Each | 366.03 | 1095.96 | 16.8.9
28-07-a | Boring and fixing 1.5" dia pressure pipe in522ordinary soil | Rft | 144.02 | 144.02 | m | 472.49 | 472.49 | 24.3.4,
28-07-b | Boring and fixing 1.5 dia pressure pipe in clay | Rft | 294.41 | 294.41 | m | 965.92 | 965.92 | 24.3.4,
28-07-c | Boring and fixing 1.5" dia pressure pipe in shingle | Rft | 442.82 | 442.82 | m | 1452.81 | 1452.81 | 24.3.4,
28-08 | Fixing hand pump (machine only) | Each | 373.5 | 373.5 | Each | 373.5 | 373.5 | 0
28-09-a | Washing of Durries / Synthetic Matting | 100 Sft | 1182.75 | 1304.25 | m2 | 127.26 | 140.34 | 0
28-09-b | Washing of Bed Sheets | Each | 510.95 | 571.7 | Each | 510.95 | 571.7 | 0
28-09-c | Washing of Table Cloth / Napkins / Dusters etc | Each | 74.51 | 86.66 | Each | 74.51 | 86.66 | 0
28-10 | Sweeping chimneys | Each | 249 | 436.3 | Each | 249 | 436.3 | 0
28-11 | Cleaning of water tanks per gallon capacity | Per Gallon | 0.6 | 1.86 | Per Gallon | 0.6 | 1.86 | 0
28-12 | Cleaning and washing of bath rooms / toilets by using recommended chemicals i/c refilling of joints with grout material. | Each | 150.4 | 174.7 | Each | 150.4 | 174.7 | 0
28-13 | Supplying manure | 100 Cft | 398.4 | 1734.9 | m3 | 140.69 | 612.67 | 0
28-14 | Spraying anti-termite liquid on Wood mixed with water of mixing ratio as per the manufacturer's certified manual (1 Spray = 10 Litre mixture) | per spray | 118.28 | 1458.98 | per spray | 118.28 | 1458.98 | 3.11
28-15 | Pre anti Termite Treatment in the building mixed with water of mixing ratio as per the manufacturer's certified manual | 100 Sft | 20.58 | 889.73 | m2 | 2.21 | 95.73 | 3.11.4
28-16 | Post anti Termite Treatment in the building mixed with water of mixing ratio as per the manufacturer's certified manual including boreholes as specified | 100 Sft | 20.58 | 1132.73 | m2 | 2.21 | 121.88 | 3.11.4
28-17-a | Providing and Fixing barbed wire fencing with 4 horizontal & 2 cross wires : Without PCC base | Rft | 424.69 | 576.02 | m | 1393.35 | 1889.83 | 16.8.11
28-17-b | Providing and Fixing barbed wire fencing with 4 horizontal & 2 cross wires : With PCC 1:4:8 base52212"x12"x21" | Rft | 424.69 | 621.07 | m | 1393.35 | 2037.63 | 16.8.11
28-18 | Providing and fixing with steel nails and washers, the chicken wire mesh of approved quality, at joint of concrete and masonry work (4" wide strip) before plastering etc complete. | Sft | 17.74 | 86.78 | m2 | 190.9 | 933.73 | 0
28-19 | Making notice board 1/2" thick of c/s mortar 1:3 with 2"x1/2" beading | 100 Sft | 2396.63 | 4536.24 | m2 | 257.88 | 488.1 | 0
28-20 | Binding office books/registers. | Each | 49.8 | 272.14 | Each | 49.8 | 272.14 | 0
28-21 | Cutting of Pipes upto 2" Dia | Per Cut | 119.52 | 119.52 | Per Cut | 119.52 | 119.52 | 24.3.6.4
28-22 | Cutting of Pipes above 2" Dia upto 4" dia | Per Cut | 225.59 | 225.59 | Per Cut | 225.59 | 225.59 | 24.3.6.4
28-23 | Providing and fixing of 1-1/2" thick Thermopore in cavity wall, including all necessary fittings complete in all respect . | 100 Sft | 747 | 1159.07 | m2 | 80.38 | 124.72 | 7.17
28-24 | Providing and fixing hot dipped galvanized fully glazed fixed steel sky light of Z section 1.25" (32.5 mm) width or as approved by Engineer incharge including iron lugs, cutting holes and making good the damages to walls. | Sft | 137.88 | 927.18 | m2 | 1483.56 | 9976.41 | 0
28-25 | Providing and placing of geotextile fabric as shown in the drawings as directed by the Engineer. | 100 Sft | 493.02 | 1168.8 | m2 | 53.05 | 125.76 | 0
28-26-a | Providing and fixing 25 mm dia. 3 m long deformed steel dowel bars (Grade 60) with one end driven into 38 mm diameter 1.50 m deep hole drilled in bed rock and other end provided with L-bend for embedding in concrete / masonry of over flow / non-over flow blocks and other appurtenant works including cost of all materials, machinery, labour, drilling and cleaning hole, filling hole with specified cement mortar, driving anchor rod etc. complete with all lead and lifts. | Each | 1011.56 | 7780.57 | Each | 1011.56 | 7780.57 | 0
28-26-b | Providing and fixing 25 mm dia. 2.75 m long ribbed/deformed steel bars (Grade 60) with one end split and driven firmly using steel wedge into 38 mm diameter 1.25 m deep hole drilled in bed rock and other end provided with L-bend for embedding in concrete / masonry for spillway and appurtenant works including cost of all materials, machinery, labour, steel wedge, drilling and cleaning hole, filling hole with thick cement slurry, driving anchor rod etc. complete with all lead and lifts. | Each | 1160.96 | 7606.78 | Each | 1160.96 | 7606.78 | 0
28-27-a | Drilling approximately 75 mm dia. holes by calyx or any other rotary process (except diamond drilling) through over burden providing black steel or suitable casing pipe, using casing shoe bit, vertical or inclined upto 10 degrees to vertical as directed including cost of all materials, machinery, labour, water charges, reaming, collection of wash samples/disturbed samples at suitable intervals, logging and labelling, supplying wooden core box, fixing casing pipes etc. complete. from depth (0 to 50 m), excluding cost of mobilization & demobilization. | Rft | 585.15 | 3592.27 | m | 1919.78 | 11785.68 | 0
28-27-b | Drilling approximately 75 mm dia. holes by calyx or any other rotary process (except diamond drilling) through over burden providing black steel or suitable casing pipe, using casing shoe bit, vertical or inclined upto 10 degrees to vertical as directed including cost of all materials, machinery, labour, water charges, reaming, collection of wash samples/disturbed samples at suitable intervals, logging and labelling, supplying wooden core box, fixing casing pipes etc. complete. from depth (beyond 50 m), excluding cost of mobilization & demobilization. | Rft | 883.95 | 3891.07 | m | 2900.1 | 12765.99 | 0
28-27-c | Drilling by diamond drilling, holes of minimum 75 mm dia. vertical or at specified inclination using diamond core drilling bit, double barrel tube in masonry, concrete or rock including cost of all materials, machinery, labour, water, collection of core samples, logging & labelling samples, supplying wooden core box and re-drilling in case of collapse of sides etc. complete. excluding cost of mobilization & demobilization. (For depth 0 to 50 m and inclined at 0? to 10? vertically downward) | Rft | 585.15 | 4594.65 | m | 1919.78 | 15074.31 | 0
28-27-d | Drilling by diamond drilling, holes of minimum 75 mm dia. vertical or at specified inclination using diamond core drilling bit, double barrel tube in masonry, concrete or rock including cost of all materials, machinery, labour, water, collection of core samples, logging & labelling samples, supplying wooden core box and re-drilling in case of collapse of sides etc. complete. excluding cost of mobilization & demobilization. (For depth 0 to 50 m and inclined at 10? to 45? vertically downward) | Rft | 702.18 | 5379.93 | m | 2303.74 | 17650.69 | 0
28-27-e | Drilling by diamond drilling, holes of minimum 75 mm dia. vertical or at specified inclination using diamond core drilling bit, double barrel tube in masonry, concrete or rock including cost of all materials, machinery, labour, water, collection of core samples, logging & labelling samples, supplying wooden core box and re-drilling in case of collapse of sides etc. complete. excluding cost of mobilization & demobilization. (For depth beyond 50 m and inclined at 0? to 10? vertically downward) | Rft | 731.44 | 5409.19 | m | 2399.73 | 17746.68 | 0
28-28 | Topographic and cadastral survey for head works/Dams & other irrigation projects by using Total station GPS, etc. with minimum 30 number of point reading per acre, to generate 15mx15m grid and 0.5 m interval contours including transfer of entire data to computer system in different geo-referenced layers / themes using features of standard software, compatible with design software packages, including supply of soft and hard copies of point readings, including digitizing village maps and super imposing the contours on village map (scale 1 in 4000) including marking all permanent features like roads, cart tracks, existing canals, mosques, tanks, forest boundary and electric poles, etc. including marking of ridges and valleys on survey sheet including supply of 4 soft copies and 4 hard copies after approval of competent authority, preparation & submission of grid and L-section nallah etc. complete | Acre | 336.15 | 469.8 | ha | 336.15 | 469.8 | 0

## Main BOQ-1
PSG-083 Panian 2 Haripur Repair of 01 room & veranda & hand pump / Solarization of 09 Class room
ENGINEER'S COST ESTIMATE
01 : CIVIL WORK | [8 empty] | SUB HEAD: CONSTRUCTION OF CANTEEN
S.No | MRS 2022 Item No. | Description of Items | Units | Quantity | Unit Rate (Rs) | Total Amount (Rs)
SCHEDULE ITEMS
1.1 - WORK IN SUBSTRUCTURE
1 | 03-25-b | Excavation in foundation of building, bridges etc complete : in ordinary soil | m3 | 0 | 312.82 | 0 | 0
2 | 03-19-a x 17 + 03-20-a+03-20-bx10+03-20-cx7 | Transportation of earth all types for every 15 m extra lead or part thereof beyond 255 m and upto 500 m. (upto 5 Km | m3 | 0 | 726.48 | 0 | 0
3 | 03-24 | Dressing of earthwork (done by machinery or otherwise & left undressed) to designed section | m2 | 0 | 14.47 | 0 | 0
4 | 03-18-a | Filling, watering and ramming earth under floor with surplus earth from foundation, etc | m3 | 0 | 105.24 | 0 | 0
8 | 06-05-i | Plain Cement Concrete including placing, compacting, finishing & curing (Ratio 1:4:8) | m3 | 0 | 9237.44 | 0 | 0
9 | 06-07-b-03 | RCC in raft foundation slab, base slab of column & ret. wall etc, not including in 06-06. (1:2:4) | m3 | 0 | 14653.95 | 0 | 0
10 | 06-08-b | Supply & fabricate M.S. reinforcement for cement concrete (Hot rolled deformed bars Grade 60) | Tonne | 0 | 303740.41 | 0 | 0
11 | 07-05-a-05 | 1st class brick work in ground floor Cement, sand mortar 1:6 | m3 | 0 | 13844.38 | 0 | 0
12 | 06-26-b-01 | Damp proof course of cem. conc. 1:2:4 including bitumen coat, 1 layer polythene & 2 coats bitumen (1.5" thick) | m2 | 0 | 1153.58 | 0 | 0
13 | 06-47-d | Erection and removal of Form work with M.S.Pipe Scaffolding & Plywood Sheet for RCC or Plain Concrete (Vertical) | m2 | 0 | 1159.44 | 0 | 0
14 | 06-47-c | Erection and removal of Form work with M.S.Pipe Scaffolding & Plywood Sheet for RCC or Plain Concrete (horizontal) | m3 | 0 | 1094.07 | 0 | 0
1.2 - WORK AT GROUND FLOOR
15 | 06-07-a-03 | RCC in roof slab, beam, column & other structural members, insitu or precast. (1:2:4) | m3 | 0 | 14653.95 | 0 | 0
16 | 06-08-b | Supply & fabricate M.S. reinforcement for cement concrete (Hot rolled deformed bars Grade 60) | Tonne | 0 | 303740.41 | 0 | 0
17 | 07-05-a-05 | 1st class brick work in ground floor Cement, sand mortar 1:6 | m3 | 0 | 13844.38 | 0 | 0
18 | 25-42 | Providing and fixing barbed wire (12 Guage) fencing consisting of 1.5"x1.5"x3/16" angle iron post 3.25 ft long, 5 to 6 ft centre to centre embedded in cement concrete 1:2:4 base of size 9"x9"x12", and 3 rows of barbed wire, painting posts, etc. complete in all respects. | m | 0 | 1014 | 0
19 | 11-18-a | Cement pointing struck joints, on walls, upto 20' height : Ratio 1:2 | m2 | 0 | 442.7 | 0 | 0
20 | 11-29 | Extra cost of labour & material for red oxide pigment in cement pointing to match bricks | m2 | 0 | 39.56 | 0 | 0
21 | 11-10-b | Cement plaster 3/8" thick under soffit of RCC roof slabs only upto 20' height : (1:3) | m2 | 0 | 401.57 | 0 | 0
22 | 11-09-b | Cement plaster 1:4 upto 20' height 1/2" thick | m2 |  |  |  | 0
23 | 06-05-i | Plain Cement Concrete including placing, compacting, finishing & curing (Ratio 1:4:8) (Sub Floor) | m3 |  |  |  | 0
24 | 06-05-f | Plain Cement Concrete including placing, compacting, finishing & curing (Ratio 1:2:4), (Under Floor) | m3 |  |  |  | 0 |  | 06-05-f
25 | 06-05-h | Plain Cement Concrete including placing, compacting, finishing & curing (Ratio 1:3:6) | m3 |  |  |  | 0
26 | 10-15-d | Provide & lay topping of concrete 1:2:4, including surface finishing & dividing in panels : 2" thick (Plinth Protection) | m2 |  |  |  | 0
30 | 10-55-d | Providing and Fixing of Spanish bathrooms Tile 8" x 20" (WC's & Kitchen Walls) | m2 |  |  |  | 0
33 | 12-70-a | Supply and Fixing MS Sheet 16 guage(10'' x 2'') box type chowkats including fixing in position with all charges for Hold fast, Hinges and Painting etc | m |  |  |  | 0
40 | 13-22-a+(bx3) | Preparing surface and painting with emulsion paint : First coat, 2nd & each subsequent coat. (3 Coats) | m2
51 | 09-16 | Khuras on roof 2'x2'x6" | Each
52 | 09-17
53 | 06-51-a | Top Surface of Slab Panel having 2.5\" thick concrete (1:2:4) | m2
55 | 22-06-a | Supply and Laying of RC hume pipes in position522including jointing 6" to 12" dia | m | 0 | 509.12
SUB TOTAL OF (S.I) |  |  |  |  | = Rs. |  | 0 | 8363254.22 | 8363254.22
NON-SCHEDULE ITEMS
59 | NSI | Solar water pump Cleaning and repair | m
60 | NSI | 2ft fibre shade (300x2) | m2
61 | NSI | 5 old washrooms cleaning and rehab work | No
62 | NSI | Wooden Slab & Repairing | Sft
SUB TOTAL OF (N.S.I) |  |  |  |  | = Rs. |  | 0 | 280088 | 280088
TOTAL COST OF (S.I & N.S.I) |  |  |  |  | = Rs. |  | 0 | -408669.44

## M.Sheet floor wise-1 (hidden)
PSG-083 Panian 2 Haripur Repair of 01 room & veranda & hand pump / Solarization of 09 Class room | [12 empty] | Excav | Upto FFL | PCC | RCC | Plinth Beam | Flooring
ENGINEER'S DETAIL MEASUREMENT SHEET | [11 empty] | Filling | 4 | 4 | 2.5
01 : CIVIL WORK | [11 empty] | Column+BW+Lift | 4 | 4 | #REF! | Lift+Stair | 4 | #REF!
S.No | CSR 2019 Item No. | Description of Items | No |  |  | Length | W / B | H / D | = | Quantity | Units | Amount (Rs) | Qtty (For BOQ) | unit(for BOQ) | unit rate (for BOQ)
SCHEDULE ITEMS
1.1 - WORK IN SUBSTRUCTURE
1 | 03-25-b | Excavation in foundation of building, bridges etc complete : in ordinary soil | [9 empty] | 0 | 0 | m3 | 312.82 | 0
|  | Bath Rooms | 2 | x | 2 | 9.5 | 3 | 5 | = |  | Cft
|  | Bath Rooms | 2 | x | 2 | 5.75 | 3 | 5 | = |  | Cft
|  | Septic Tank | 1 |  | 1 | 15 | 9.5 | 6 |  |  | Cft
|  | Total | [6 empty] | = | 0 | Cft |  |  |  |  | 0
|  | or | [6 empty] | = | 0 | m3 |  |  |  |  | 0
| Rs/M3 | S.I.No |  |  |  | 03-25-b |  | @ |  | 312.82 | Rs/M3 |  |  |  |  | 0
2 | 03-19-a x 17 + 03-20-a+03-20-bx10+03-20-cx7 | Transportation of earth all types for every 15 m extra lead or part thereof beyond 255 m and upto 500 m. (upto 5 Km | [9 empty] | 0 | 0 | m3 | 726.48 | 0
|  | 30 % of item # 01 | 1 | x | 1 | - | - | - | = |  | Cft |  |  |  |  | 0
|  | Total | [6 empty] | = | 0 | Cft |  |  |  |  | 0
|  | or | [6 empty] | = | 0 | m3 |  |  |  |  | 0
| Rs/M3 | S.I.No |  |  |  | 03-19-a x 17 + 03-20-a+03-20-bx10+03-20-cx7 |  | @ |  | 726.48 | Rs/M3 |  |  |  |  | 0
3 | 03-24 | Dressing of earthwork (done by machinery or otherwise & left undressed) to designed section | [9 empty] | 0 | 0 | m2 | 14.47 | 0
|  | Hall Long Wall | 1 | x | 2 | 40 | 4 |  | = |  | Sft
|  | Short Wall | 1 | x | 2 | 30 | 4 |  | = |  | Sft
|  | Long Wall | 1 | x | 4 | 30 | 4 |  | = |  | Sft
|  | Short Wall | 1 | x | 2 | 16 | 4 |  | = |  | Sft
|  | Short Wall | 1 | x | 1 | 14 | 4 |  | = |  | Sft
|  | 4 1/5 Long Wall | 1 | x | 2 | 14 | 2.75 |  | = |  | Sft
|  | 4 1/5 Short Wall | 1 | x | 1 | 6 | 2.75 |  | = |  | Sft
|  | Total | [6 empty] | = | 0 | Sft |  |  |  |  | 0
|  | or | [6 empty] | = | 0 | m2 |  |  |  |  | 0
| Rs/M2 | S.I.No |  |  |  | 03-24 |  | @ |  | 14.47 | Rs/M2 |  |  |  |  | 0
4 | 03-18-a | Filling, watering and ramming earth under floor with surplus earth from foundation, etc | [9 empty] | 0 | 0 | m3 | 105.24 | 0
|  | Back Filling of Excavated Portions | [13 empty] | 0
|  | 70 % of item # 01 | 1 | x | 1 | - | - | - | = | 0 | Cft |  |  |  |  | 0
|  | Total | [6 empty] | = | 0 | Cft |  |  |  |  | 0
|  | or | [6 empty] | = | 0 | m3 |  |  |  |  | 0
| Rs/M3 | S.I.No |  |  |  | 03-18-a |  | @ |  | 105.24 | Rs/M3 |  |  |  |  | 0
5 | 07-30 | Supplying and filling sand under floor or plugging in wells | [9 empty] | 0 | 0 | m3 | 1571.12 | 0
|  | Kitchen | 1 | x | 1 | 14 | 24 | 1 | = |  | Cft
|  | Verndah | 1 | x | 1 | 10 | 24.75 | 1 | = |  | Cft
|  | Verndah | 1 | x | 1 | 10 | 23 | 1 | = |  | Cft
|  | Shop | 1 | x | 1 | 12.5 | 14 | 1 | = |  | Cft
|  | Store | 1 | x | 1 | 9 | 14 | 1 | = |  | Cft
|  | Dine In | 1 | x | 1 | 32 | 28 | 1 | = |  | Cft
|  | Podium | 1 | x | 1 | 12 | 5 | 1 | = |  | Cft
|  | Ramp | 1 | x | 1 | 13.75 | 3.5 | 1 | = |  | Cft
|  | Total | [6 empty] | = | 0 | Cft |  |  |  |  | 0
|  | or | [6 empty] | = | 0 | m3 |  |  |  |  | 0
| Rs/M3 | S.I.No |  |  |  | 07-30 |  | @ |  | 1571.12 | Rs/M3 |  |  |  |  | 0
6 | 28-15 | Pre anti Termite Treatment in the building mixed with water of mixing ratio as per the manufacturer's certified manual | [9 empty] | 0 | 0 | m2 | 95.73 | 0
|  | BEDS | [13 empty] | 0
|  | F-1 | 1 | x | 12 | 4 | 4 | - | = |  | Sft
|  | Wall Footing | [13 empty] | 0
|  | x-x Wall | 1 | x | 3 | 82 | 2.75 | - | = |  | Sft
|  | y-y Wall | 1 | x | 4 | 29.25 | 2.75 | - | = |  | Sft
|  | SIDES | [13 empty] | 0
|  | F-1 | 1 | x | 12 | 16 | - | 4 | = |  | Sft
|  | Wall Footing | [13 empty] | 0
|  | x-x Wall | 2 | x | 3 | 82 | - | 3.5 | = |  | Sft
|  | y-y Wall | 2 | x | 4 | 29.25 | - | 3.5 | = | 819 | Sft
|  | Total | [6 empty] | = |  | Sft |  |  |  |  | 0
|  | or | [6 empty] | = | 0 | m2 |  |  |  |  | 0
| Rs/M2 | S.I.No |  |  |  | 28-15 |  | @ |  | 95.73 | Rs/M2 |  |  |  |  | 0
7 | 03-67-d | Structural Backfill using Granular Material brought from outside | [9 empty] | 0 | 0 | m3 | 1249.28 | 0
|  | Hall | 1 | x | 1 | 35 | 14 | 6.5 | = | 3185 | Cft
|  | Room No.01 | 1 | x | 1 | 12 | 10 | 6.5 | = | 780 | Cft
|  | Room No.02 | 1 | x | 1 | 12 | 7 | 6.5 | = | 546 | Cft
|  | Room No.03 | 1 | x | 1 | 12 | 9 | 6.5 | = | 702 | Cft
|  | Store | 1 | x | 1 | 8 | 10 | 6.5 | = | 520 | Cft
|  | Man Room | 1 | x | 1 | 14 | 16 | 6.5 | = | 1456 | Cft
|  | Bath | 1 | x | 1 | 6 | 5 | 6.5 | = | 195 | Cft
|  | Bath | 1 | x | 1 | 6 | 5 | 6.5 | = | 195 | Cft
|  | Total | [6 empty] | = | 7579 | Cft |  |  |  |  | 0
|  | or | [6 empty] | = |  | m3 |  |  |  |  | 0
| Rs/M3 | S.I.No |  |  |  | 03-67-d |  | @ |  | 1249.28 | Rs/M3 |  |  |  |  | 0
8 | 06-05-i | Plain Cement Concrete including placing, compacting, finishing & curing (Ratio 1:4:8) | [9 empty] | 0 | 0 | m3 | 9237.44 | 0
|  | PCC | 1 | x | 1 | 800 | - | 0.33 | = | 0 | Cft
|  | Total | [6 empty] | = | 0 | Cft |  |  |  |  | 0
|  | or | [6 empty] | = | 0 | m3 |  |  |  |  | 0
| Rs/M3 | S.I.No |  |  |  | 06-05-i |  | @ |  | 9237.44 | Rs/M3 |  |  |  |  | 0
9 | 06-07-b-03 | RCC in raft foundation slab, base slab of column & ret. wall etc, not including in 06-06. (1:2:4) | [9 empty] | 0 | 0 | m3 | 14653.95 | 0
|  | RCC in Raft Footing | [13 empty] | 0
|  | Bath Rooms | 2 | x | 2 | 9.5 | 2.5 | 0.75 | = |  | Cft
|  | Bath Rooms | 2 | x | 2 | 5.75 | 2.5 | 0.75 | = |  | Cft
Septic Tank
|  | Wall | 1 |  | 2 | 11 | 0.75 | 6 |  |  | Cft
|  | Wall | 1 |  | 2 | 4 | 0.75 | 6 |  |  | Cft
|  | Slabs | 1 |  | 1 | 11 | 5.5 | 0.5 |  |  | Cft
|  | Total | [6 empty] | = |  | Cft |  |  |  |  | 0
|  | or | [6 empty] | = | 0 | m3 |  |  |  |  | 0
| Rs/M3 | S.I.No |  |  |  | 06-07-b-03 |  | @ |  | 14653.95 | Rs/M3 |  |  |  |  | 0
10 | 06-08-b | Supply & fabricate M.S. reinforcement for cement concrete (Hot rolled deformed bars Grade 60) | [9 empty] | 0 | 0 | Tonne | 303740.41 | 0 | #REF!
|  | # of Members |  |  | # of bars
|  | 2.50% on Conc. Qtty | [13 empty] | 0
|  | 06-07-b-03 | S.# |  | 9 | 0 | 0.02 | 490 | = | 0 | lbs
|  | Total | [6 empty] | = | 0 | lbs |  |  |  |  | 0
|  | or | [6 empty] | = | 0 | Tonne |  |  |  |  | 0
| Rs/Ton | S.I.No |  |  |  | 06-08-b |  | @ |  | 303740.41 | Rs/Ton |  |  |  |  | 0
11 | 07-05-a-05 | 1st class brick work in ground floor Cement, sand mortar 1:6 | [9 empty] | 0 | 0 | m3 | 13844.38 | 0
|  | Brick work Step # 1 | [13 empty] | 0
|  | Bath Rooms | 2 | x | 2 | 9.5 | 0.75 | 5 | = |  | Cft
|  | Bath Rooms | 2 | x | 2 | 5.75 | 0.75 | 5 | = |  | Cft
Septic Tank
|  | Wall | 1 |  | 2 | 4 | 0.375 | 6 | = |  | Cft
|  | Total | [6 empty] | = |  | Cft
|  | or | [6 empty] | = |  | m3 |  |  |  |  | 0
| Rs/M3 | S.I.No |  |  |  | 07-05-a-05 |  | @ |  | 13844.38 | Rs/M3 |  |  |  |  | 0
12 | 06-26-b-01 | Damp proof course of cem. conc. 1:2:4 including bitumen coat, 1 layer polythene & 2 coats bitumen (1.5" thick) | [9 empty] | 0 | 0 | m2 | 1153.58 | 0
|  | Brick work Upto P.L Step # 5 | [13 empty] | 0
|  | Bath Rooms | 2 | x | 2 | 9.5 | 0.75 |  | = |  | Sft
|  | Bath Rooms | 2 | x | 2 | 5.75 | 0.75 |  | = |  | Sft
|  | Total | [6 empty] | = |  | Sft |  |  |  |  | 0
|  | or | [6 empty] | = | 0 | m2 |  |  |  |  | 0
| Rs/M2 | S.I.No |  |  |  | 06-26-b-01 |  | @ |  | 1153.58 | Rs/M2 |  |  |  |  | 0
|  | 1.2 - WORK AT GROUND FLOOR | [13 empty] | 0 | 0
13 | 06-47-d | Erection and removal of Form work with M.S.Pipe Scaffolding & Plywood Sheet for RCC or Plain Concrete (Vertical) | [9 empty] | 0 | 0 | m2 | 1159.44 | 0
|  | RCC Columns on Ground Floor | [13 empty] | 0
Formwork For PCC
|  | Bath Rooms | 4 | x | 2 | 9.5 | 0.5 |  | = |  | Sft
|  | Bath Rooms | 4 | x | 2 | 5.75 | 0.5 |  | = |  | Sft
Formwork For RCC
|  | Bath Rooms | 4 | x | 2 | 9.5 | 0.75 |  | = |  | Sft
|  | Bath Rooms | 4 | x | 2 | 5.75 | 0.75 |  | = |  | Sft
Formwork For Beams
|  | Bath Rooms | 4 | x | 2 | 9.5 | 0.75 |  | = |  | Sft
|  | Bath Rooms | 4 | x | 2 | 5.75 | 0.75 |  | = |  | Sft
|  | Total | [6 empty] | = |  | Sft |  |  |  |  | 0
|  | or | [6 empty] | = | 0 | m2 |  |  |  |  | 0
| Rs/M2 | S.I.No |  |  |  | 06-47-d |  | @ |  | 1159.44 | Rs/M2 |  |  |  |  | 0
14 | 06-47-c | Erection and removal of Form work with M.S.Pipe Scaffolding & Plywood Sheet for RCC or Plain Concrete (horizontal) | [9 empty] | 0 | 0 | m3 | 1094.07 | 0
Slabs
|  | Bath Rooms Slab | 1 | x | 1 | 9.5 | 6.5 | - | = |  | Sft
|  | Total | [6 empty] | = |  | Cft |  |  |  |  | 0
|  | or | [6 empty] | = | 0 | m3 |  |  |  |  | 0
| Rs/M3 | S.I.No |  |  |  | 06-47-c |  | @ |  | 1094.07 | Rs/M3 |  |  |  |  | 0
15 | 06-07-a-03 | RCC in roof slab, beam, column & other structural members, insitu or precast. (1:2:4) | [9 empty] | 0 | 0 | m3 | 14653.95 | 0
|  | Roof Beam | [13 empty] | 0
|  | Bath Rooms | 2 | x | 2 | 9.5 | 0.75 | 0.75 | = |  | Cft
|  | Bath Rooms | 2 | x | 2 | 5.75 | 0.75 | 0.75 | = |  | Cft
|  | Slabs | 2 | x | 1 | 6.5 | 10.25 | 0.5 | = |  | Cft
|  | Total | [6 empty] | = | 0 | Cft |  |  |  |  | 0
|  | or | [6 empty] | = | 0 | m3 |  |  |  |  | 0
| Rs/M3 | S.I.No |  |  |  | 06-07-a-03 |  | @ |  | 14653.95 | Rs/M3 |  |  |  |  | 0
16 | 06-08-b | Supply & fabricate M.S. reinforcement for cement concrete (Hot rolled deformed bars Grade 60) | [9 empty] | 0 | 0 | Tonne | 303740.41 | 0 | #REF!
|  | # of Members |  |  | # of bars
|  | 2.50% on Conc. Qtty | [13 empty] | 0
|  | 06-07-a-03 | S.# |  | 15 | 0 | 0.025 | 490 | = | 0 | lbs
|  | Total | [6 empty] | = | 0 | lbs |  |  |  |  | 0
|  | or | [6 empty] | = | 0 | Tonne |  |  |  |  | 0
| Rs/Ton | S.I.No |  |  |  | 06-08-b |  | @ |  | 303740.41 | Rs/Ton |  |  |  |  | 0
17 | 07-05-a-05 | 1st class brick work in ground floor Cement, sand mortar 1:6 | [9 empty] | 0 | 0 | m3 | 13844.38 | 0
|  | Brick work in Ground Floor | [13 empty] | 0
|  | Bath Rooms | 2 | x | 2 | 9.5 | 0.75 | 10 | = |  | Cft
|  | Bath Rooms | 2 | x | 2 | 5.75 | 0.75 | 10 | = |  | Cft
|  | Deduction of Opennings | -2 |  | 1 | 2.5 | 0.75 | 10 | = |  | Cft
|  | Total | [6 empty] | = |  | Cft
|  | Net Total | [6 empty] | = | 0 | Cft |  |  |  |  | 0
|  | or | [6 empty] | = | 0 | m3 |  |  |  |  | 0
| Rs/M3 | S.I.No |  |  |  | 07-05-a-05 |  | @ |  | 13844.38 | Rs/M3 |  |  |  |  | 0
18 | 25-42 | Providing and fixing barbed wire (12 Guage) fencing consisting of 1.5"x1.5"x3/16" angle iron post 3.25 ft long, 5 to 6 ft centre to centre embedded in cement concrete 1:2:4 base of size 9"x9"x12", and 3 rows of barbed wire, painting posts, etc. complete in all respects. | [9 empty] | 0 | 0 | m | 1014 | 0
|  | Boundary wall | 1 | x | 1 | 450 | 1 | 1 | = |  | rft
|  | Total | [6 empty] | = |  | rft |  |  |  |  | 0
|  | or | [6 empty] | = | 0 | m |  |  |  |  | 0
| Rs/M3 | S.I.No |  |  |  | 25-42 |  | @ |  | 1014 | Rs/M3 |  |  |  |  | 0
19 | 11-18-a | Cement pointing struck joints, on walls, upto 20' height : Ratio 1:2 | [9 empty] | 0 | 0 | m2 | 442.7 | 0
|  | Bath Rooms | 1 | x | 2 | 10.25 |  | 10 | = |  | Sft
|  | Bath Rooms | 1 | x | 2 | 6.5 |  | 10 | = |  | Sft
|  | Total | [6 empty] | = | 0 | Sft
Deduction of Opennings
|  | D1 | 1 | x | 2 | 2.5 | - | 7 | = |  | Sft
|  | Total Deductions | [6 empty] | = |  | Sft |  |  |  |  | 0
|  | Net Total | [6 empty] | = | 0 | Sft |  |  |  |  | 0
|  | or | [6 empty] | = | 0 | m2 |  |  |  |  | 0
| Rs/M2 | S.I.No |  |  |  | 11-18-a |  | @ |  | 442.7 | Rs/M2 |  |  |  |  | 0
20 | 11-29 | Extra cost of labour & material for red oxide pigment in cement pointing to match bricks | [9 empty] | 0 | 0 | m2 | 39.56 | 0
|  | 11-18-a | S.# |  | 19 | - | - | - | = | 0 | Sft
|  | Total | [6 empty] | = | 0 | Sft
|  | or | [6 empty] | = | 0 | m2 |  |  |  |  | 0
| Rs/M2 | S.I.No |  |  |  | 11-29 |  | @ |  | 39.56 | Rs/M2 |  |  |  |  | 0
21 | 11-10-b | Cement plaster 3/8" thick under soffit of RCC roof slabs only upto 20' height : (1:3) | [9 empty] | 0 | 0 | m2 | 401.57 | 0
|  | Roof Under soffit | [13 empty] | 0
|  | Bath Room | 1 | x | 2 | 5 | 4 | - | = |  | Sft
|  | Total | [6 empty] | = | 0 | Sft |  |  |  |  | 0
|  | or | [6 empty] | = | 0 | m2 |  |  |  |  | 0
| Rs/M2 | S.I.No |  |  |  | 11-10-b |  | @ |  | 401.57 | Rs/M2 |  |  |  |  | 41506.4
22 | 11-09-b | Cement plaster 1:4 upto 20' height 1/2" thick | [9 empty] | 41506.4 | 102.23 | m2 | 406.01 | 41506.4
Plastering on Walls
|  | 1 rooms |  |  | 1 | 1000 |  |  |  | 1000
|  | Total | [6 empty] | = | 1100 | Sft |  |  |  |  | 41506.4
Deduction of Opennings
|  | D |  | x | - | - | - | - | = | 0 | Sft
|  | Total Deductions | [6 empty] | = | 0 | Sft |  |  |  |  | 41506.4
|  | Net Total | [6 empty] | = | 1100 | Sft |  |  |  |  | 41506.4
|  | or | [6 empty] | = | 102.23 | m2 |  |  |  |  | 41506.4
| Rs/M2 | S.I.No |  |  |  | 11-09-b |  | @ |  | 406.01 | Rs/M2 |  |  |  |  | 41506.4
23 | 06-05-i | Plain Cement Concrete including placing, compacting, finishing & curing (Ratio 1:4:8) (Sub Floor) | [9 empty] | 86277.69 | 9.34 | m3 | 9237.44 | 127784.09
|  | Sub Floor PCC | [13 empty] | 127784.09 | 900
|  | Bath Room | 1 | x | 1 | 30 | 30 | 0.33333 | = | 300 | Cft
|  | Total | [6 empty] | = | 330 | Cft |  |  |  |  | 127784.09
|  | or | [6 empty] | = | 9.34 | m3 |  |  |  |  | 127784.09
| Rs/M3 | S.I.No |  |  |  | 06-05-i |  | @ |  | 9237.44 | Rs/M3 |  |  |  |  | 127784.09
24 | 06-05-f | Plain Cement Concrete including placing, compacting, finishing & curing (Ratio 1:2:4), (Under Floor) | [9 empty] | 0 | 0 | m3 | 12745.86 | 127784.09
|  | Sub Floor PCC | [13 empty] | 127784.09
|  | Lawn | 1 | x | 1 | 30 | 30 | 0.17 | = | 153 | Cft
|  | Total | [6 empty] | = | 153 | Cft |  |  |  |  | 127784.09
|  | or | [6 empty] | = |  | m3 |  |  |  |  | 127784.09
| Rs/M3 | S.I.No |  |  |  | 06-05-f |  | @ |  | 12745.86 | Rs/M3 |  |  |  |  | 127784.09
25 | 06-05-h | Plain Cement Concrete including placing, compacting, finishing & curing (Ratio 1:3:6) | [9 empty] | 0 | 0 | m3 | 10465.39 | 127784.09
|  | Plinth Protection | 1 | x | 1 | 30 | 30 | 0.33 | = |  | Cft |  |  |  |  | 127784.09
|  | Total | [6 empty] | = |  | Cft |  |  |  |  | 127784.09
|  | or | [6 empty] | = | 0 | m3 |  |  |  |  | 127784.09
| Rs/M3 | S.I.No |  |  |  | 06-05-h |  | @ |  | 10465.39 | Rs/M3 |  |  |  |  | 127784.09
26 | 10-15-d | Provide & lay topping of concrete 1:2:4, including surface finishing & dividing in panels : 2" thick (Plinth Protection) | [9 empty] | 99320.19 | 92.01 | m2 | 1079.45 | 227104.28
|  | Plinth Protection | 1 | x | 1 | 30 | 30 | - | = | 900 | Sft |  |  |  |  | 227104.28
|  | Total | [6 empty] | = | 990 | Sft |  |  |  |  | 227104.28
|  | or | [6 empty] | = | 92.01 | m2 |  |  |  |  | 227104.28
| Rs/M2 | S.I.No |  |  |  | 10-15-d |  | @ |  | 1079.45 | Rs/M2 |  |  |  |  | 227104.28
27 | 10-26-b-i | Provide & lay marble fine dressed stone flooring on surface in white cement complete: 0.5" thick 12 x 12 Super Sunny White Marble | [9 empty] | 0 | 0 | m2 | 2059.24 | 227104.28
|  | Ground Floor | [13 empty] | 227104.28
|  | Kitchen | 1 | x | 1 | 14 | 24 | - | = | 336 | Sft
|  | Verndah | 1 | x | 1 | 10 | 24.75 | - | = | 247.5 | Sft
|  | Verndah | 1 | x | 1 | 10 | 23 | - | = | 230 | Sft
|  | Shop | 1 | x | 1 | 12.5 | 14 | - | = | 175 | Sft
|  | Store | 1 | x | 1 | 9 | 14 | - | = | 126 | Sft
|  | Dine In | 1 | x | 1 | 32 | 28 | - | = | 896 | Sft
|  | Podium | 1 | x | 1 | 12 | 3.5 | - | = | 42 | Sft
Door Sills
|  | D | 1 | x | 1 | 4 | 0.83 | - | = | 3.32 | Sft
|  | D-1 | 1 | x | 1 | 3.5 | 0.83 | - | = | 2.905 | Sft
|  | D-2 | 1 | x | 1 | 3 | 0.83 | - | = | 2.49 | Sft
|  | D-3 | 1 | x | 2 | 3 | 0.83 | - | = | 4.98 | Sft
|  | Total | [6 empty] | = | 2066.195 | Sft |  |  |  |  | 227104.28
|  | or | [6 empty] | = |  | m2 |  |  |  |  | 227104.28
| Rs/M2 | S.I.No |  |  |  | 10-26-b-i |  | @ |  | 2059.24 | Rs/M2 |  |  |  |  | 227104.28
28 | 10-64 | Chemical polishing of marble floor/Dado | [9 empty] | 0 | 0 | m2 | 324.2 | 227104.28
|  | 10-26-b-i | S.# |  | 27 | - | - | - | = | 2066.195 | Sft
|  | Total | [6 empty] | = | 2066.195 | Sft
|  | or | [6 empty] | = |  | m2 |  |  |  |  | 227104.28
| Rs/M2 | S.I.No |  |  |  | 10-64 |  | @ |  | 324.2 | Rs/M2 |  |  |  |  | 227104.28
29 | 11-23-b-02 | White washing: Old surface : Two coats | [9 empty] | 12338.14 | 306.69 | m2 | 40.23 | 239442.42
|  | Ground Floor | [13 empty] | 239442.42
|  | rooms | 1 | x | 1 | 3000 | - |  | = | 3000 | Sft
|  | Total | [6 empty] | = | 3300 | Sft |  |  |  |  | 239442.42
|  | or | [6 empty] | = | 306.69 | m2 |  |  |  |  | 239442.42
| Rs/M2 | S.I.No |  |  |  | 11-23-b-02 |  | @ |  | 40.23 | Rs/M2 |  |  |  |  | 239442.42
30 | 10-55-d | Providing and Fixing of Spanish bathrooms Tile 8" x 20" (WC's & Kitchen Walls) | [9 empty] | 0 | 0 | m2 | 3463.61 | 239442.42
239442.42
|  | Bath | 2 | x | 2 | 5 | - | 7 | = |  | Sft
|  | Bath | 2 | x | 2 | 4 | - | 7 | = |  | Sft
|  | Floor | 1 |  | 2 | 5 | 4 |  |  |  | Sft
|  | Deduction of Opennings | -1 |  | 2 | 2.5 |  | 7 |  |  | Sft
|  | Total | [6 empty] | = | 0 | Sft |  |  |  |  | 239442.42
|  | or | [6 empty] | = | 0 | m2 |  |  |  |  | 239442.42
| Rs/M2 | S.I.No |  |  |  | 10-55-d |  | @ |  | 3463.61 | Rs/M2 |  |  |  |  | 239442.42
31 | 10-26-e | Providing and Laying marble fine dressed stone 4-5 feet and 12" wide 1" thick for stairs steps. (Stair Steps, Window Sills etc,) | [9 empty] | 0 | 0 | m2 | 1889.11 | 239442.42
|  | Stair Steps / Tread | [13 empty] | 239442.42
Entrance Stair-1
|  | Steps # 1 | 1 | x | 1 | 30 | 1 | - | = | 30 | Sft
|  | Steps # 2 | 1 | x | 1 | 26 | 1 | - | = | 26 | Sft
|  | Steps # 3 | 1 | x | 1 | 22 | 1 | - | = | 22 | Sft
|  | Steps # 4 | 1 | x | 1 | 18 | 1 | - | = | 18 | Sft
Entrance Stair-2
|  | Steps # 1 | 1 | x | 1 | 54.25 | 1 | - | = | 54.25 | Sft
|  | Steps # 2 | 1 | x | 1 | 50.25 | 1 | - | = | 50.25 | Sft
|  | Steps # 3 | 1 | x | 1 | 46.25 | 1 | - | = | 46.25 | Sft
|  | Steps # 4 | 1 | x | 1 | 42.25 | 1 | - | = | 42.25 | Sft
Entrance Stair-3
|  | Steps # 1 | 1 | x | 2 | 22.75 | 1 | - | = | 45.5 | Sft
|  | Steps # 2 | 1 | x | 2 | 22.75 | 1 | - | = | 45.5 | Sft
|  | Steps # 3 | 1 | x | 2 | 22.75 | 1 | - | = | 45.5 | Sft
|  | Steps # 4 | 1 | x | 2 | 22.75 | 1 | - | = | 45.5 | Sft
|  | Sill Stone for Windows sills | [13 empty] | 239442.42
|  | W | 1 | x | 5 | 6 | 1.25 | - | = | 37.5 | Sft
|  | W-1 | 1 | x | 4 | 5 | 1.25 | - | = | 25 | Sft
|  | W-2 | 1 | x | 1 | 8 | 1.25 | - | = | 10 | Sft
|  | W-3 | 1 | x | 1 | 6 | 1.25 | - | = | 7.5 | Sft
|  | Total | [6 empty] | = | 551 | Sft |  |  |  |  | 239442.42
|  | or | [6 empty] | = |  | m2 |  |  |  |  | 239442.42
| Rs/M2 | S.I.No |  |  |  | 10-26-e |  | @ |  | 1889.11 | Rs/M2 |  |  |  |  | 253210.99
32 | 10-26-f | ### Providing and Laying marble fine dressed stone 2-6 feet long, 1.5-2 feet wide and 1" thick for Kitchen, Reception & Vanity Counter as per Design and Drawings, instructions and approval of the Engineer. | [9 empty] | 0 | 0 | m2 | 1889.11 | 239442.42
|  | Marble on Counters | [13 empty] | 239442.42
|  | Kitchen | 1 | x | 1 | 38 | 2 | - | = | 76 | Sft |  |  |  |  | 239442.42
|  | Centre | 1 | x | 1 | 9 | 2 | - | = | 18 | Sft |  |  |  |  | 239442.42
|  | Total | [6 empty] | = | 94 | Sft |  |  |  |  | 239442.42
|  | or | [6 empty] | = |  | m2 |  |  |  |  | 239442.42
| Rs/M2 | S.I.No |  |  |  | 10-26-f |  | @ |  | 1889.11 | Rs/M2 |  |  |  |  | #REF!
33 | 12-70-a | Supply and Fixing MS Sheet 16 guage(10'' x 2'') box type chowkats including fixing in position with all charges for Hold fast, Hinges and Painting etc | [9 empty] | 13768.57 | 10.67 | m | 1290.4 | 253210.99
G.F
|  | D | 1 | x | 2 | 17.5 | - | - | = | 35 | Rft
|  | Total | [6 empty] | = | 35 | Rft |  |  |  |  | 253210.99
|  | or | [6 empty] | = | 10.67 | m |  |  |  |  | 253210.99
| Rs/M | S.I.No |  |  |  | 12-70-a |  | @ |  | 1290.4 | Rs/M |  |  |  |  | 253210.99
34 | 12-08-c | First class deodar wood wrought joinery in doors and windows etc. complete : 1.5" thick | [9 empty] | 0 | 0 | m2 | 25210.22 | 253210.99
|  | G.F | [13 empty] | 253210.99
|  | D | 1 | x | 1 | 4 | - | 8.5 | = | 34 | Sft
|  | D-1 | 1 | x | 1 | 3.5 | - | 8.5 | = | 29.75 | Sft
|  | D-2 | 1 | x | 1 | 3 | - | 8.5 | = | 25.5 | Sft
|  | D-3 | 1 | x | 2 | 3 | - | 7 | = | 42 | Sft
|  | Total | [6 empty] | = | 131.25 | Sft |  |  |  |  | 253210.99
|  | or | [6 empty] | = |  | m2 |  |  |  |  | 253210.99
| Rs/M2 | S.I.No |  |  |  | 12-08-c |  | @ |  | 25210.22 | Rs/M2 |  |  |  |  | 253210.99
35 | 12-48-a | Fixing Door including chowkats | [9 empty] | 0 | 0 | Each | 423.8 | 253210.99
|  | All Floors | [13 empty] | 253210.99
|  | Doors | 1 | x | 5 | - | - | - | = | 5 | No
|  | Total | [6 empty] | = |  | Each |  |  |  |  | 253210.99
| Rs/Each | S.I.No |  |  |  | 12-48-a |  | @ |  | 423.8 | Rs/Each |  |  |  |  | 253210.99
36 | 12-58 | 24 SWG aluminium kick plate 4" high, on bottom rail of flush doors of commercial ply | [9 empty] | 0 | 0 | m | 355.91 | 253210.99
|  | G.F | [13 empty] | 253210.99
|  | D | 2 | x | 1 | 4 | - | - | = | 8 | Rft
|  | D-1 | 2 | x | 1 | 3.5 | - | - | = | 7 | Rft
|  | D-2 | 2 | x | 1 | 3 | - | - | = | 6 | Rft
|  | D-3 | 2 | x | 2 | 3 | - | - | = | 12 | Rft
|  | Total | [6 empty] | = | 33 | Rft |  |  |  |  | 253210.99
|  | or | [6 empty] | = |  | m |  |  |  |  | 253210.99
| Rs/M | S.I.No |  |  |  | 12-58 |  | @ |  | 355.91 | Rs/M |  |  |  |  | 253210.99
37 | 13-05-a | French polishing complete: On new work | [9 empty] | 0 | 0 | m2 | 980.88 | 253210.99
G.F
|  | D | 2 | x | 1 | 4 | - | 8.5 | = | 68 | Sft
|  | D-1 | 2 | x | 1 | 3.5 | - | 8.5 | = | 59.5 | Sft
|  | D-2 | 2 | x | 1 | 3 | - | 8.5 | = | 51 | Sft
|  | D-3 | 2 | x | 2 | 3 | - | 7 | = | 84 | Sft
Chowkats
|  | D | 1 | x | 1 | 25 | 0.83333 | - | = | 20.8333 | Sft
|  | D-1 | 1 | x | 1 | 24 | 0.83333 | - | = | 20 | Sft
|  | D-2 | 1 | x | 1 | 23 | 0.83333 | - | = | 19.1667 | Sft
|  | D-3 | 1 | x | 2 | 17 | 0.83333 | - | = | 28.3333 | Sft
Biding
|  | D | 2 | x | 1 | 25 | 0.25 | - | = | 12.5 | Sft
|  | D-1 | 2 | x | 1 | 24 | 0.25 | - | = | 12 | Sft
|  | D-2 | 2 | x | 1 | 23 | 0.25 | - | = | 11.5 | Sft
|  | D-3 | 2 | x | 2 | 17 | 0.25 | - | = | 17 | Sft
|  | Total (a) | [6 empty] | = | 403.8333 | Sft |  |  |  |  | 253210.99
|  | G. Total (a-b) | [6 empty] | = | 403.8333 | Sft |  |  |  |  | 253210.99
|  | or | [6 empty] | = |  | m2 |  |  |  |  | 253210.99
| Rs/M2 | S.I.No |  |  |  | 13-05-a |  | @ |  | 980.88 | Rs/M2 |  |  |  |  | 253210.99
38 | 12-66 | Supply and Fixing of double glazed aluminium (color as approved) Premium model (Gauge 2 mm) 4" sect. Sliding window, including all necessary fittngs and fly screen shutters complete. | [9 empty] | 0 | 0 | m2 | 17791.21 | 253210.99
|  | G.F | [13 empty] | 253210.99
|  | W | 1 | x | 5 | 6 | - | 6 | = | 180 | Sft
|  | W-1 | 1 | x | 4 | 5 | - | 6 | = | 120 | Sft
|  | W-2 | 1 | x | 1 | 8 | - | 5 | = | 40 | Sft
|  | W-3 | 1 | x | 1 | 6 | - | 5 | = | 30 | Sft
|  | Total (a) | [6 empty] | = | 370 | Sft |  |  |  |  | 253210.99
|  | G. Total (a-b) | [6 empty] | = | 370 | Sft |  |  |  |  | 253210.99
|  | or | [6 empty] | = |  | m2 |  |  |  |  | 253210.99
| Rs/M2 | S.I.No |  |  |  | 12-66 |  | @ |  | 17791.21 | Rs/M2 |  |  |  |  | 253210.99
39 | 11-33 | Providing and fixing of clad stones over 1/2" c/s mortar 1:1 incl curing etc. | [9 empty] | 0 | 0 | m2 | 1276.23 | 253210.99
|  | Outer Wall | 1 | x | 1 | 225 | - | 14 | = | 3150 | Sft
|  | Podium Arch | 1 | x | 1 | 22 | - | 5.5 | = | 121 | Sft
|  | Triangular Pediment Area | 1 | x | 1 | 48 | - | 2 | = | 96 | Sft
|  | Total | [6 empty] | = | 3367 | Sft
Deduction of Opennings
|  | W | 1 | x | 5 | 6 | - | 6 | = | 180 | Sft
|  | W-1 | 1 | x | 4 | 5 | - | 6 | = | 120 | Sft
|  | W-2 | 1 | x | 1 | 8 | - | 5 | = | 40 | Sft
|  | W-3 | 1 | x | 1 | 6 | - | 5 | = | 30 | Sft
|  | Total Deductions | [6 empty] | = | 370 | Sft |  |  |  |  | 253210.99
|  | Net Total | [6 empty] | = | 2997 | Sft |  |  |  |  | 253210.99
|  | or | [6 empty] | = |  | m2 |  |  |  |  | 253210.99
| Rs/M2 | S.I.No |  |  |  | 11-33 |  | @ |  | 1276.23 | Rs/M2 |  |  |  |  | 253210.99
40 | 13-22-a+(bx3) | Preparing surface and painting with emulsion paint : First coat, 2nd & each subsequent coat. (3 Coats) | [9 empty] | 0 | 0 | m2 | 298.16 | 253210.99
|  | Qtty Forward formSoffit under Slab | [13 empty] | 253210.99
|  | 11-10-b | S.# |  | 21 | - | - | - | = | 0 | Sft
|  | Qtty Forward form Walls | [13 empty] | 253210.99
|  | 11-09-b | S.# |  | 22 | - | - | - | = | 1100 | Sft
|  | Total | [6 empty] | = | 1100 | Sft |  |  |  |  | 253210.99
|  | Deduction Window Border | [13 empty] | 253210.99
|  | #REF! | 0 | #REF! | 0 | #REF! | #REF! | #REF! | = | 0 | Sft
|  | #REF! | 0 | #REF! | 0 | 0 | #REF! | #REF! | = | 0 | Sft
|  | 0 | 0 | #REF! | 0 | #REF! | #REF! | #REF! | = | 0 | Sft
|  | #REF! | 0 | #REF! | 0 | #REF! | #REF! | #REF! | = | 0 | Sft
|  | #REF! | 0 | #REF! | 0 | #REF! | #REF! | #REF! | = | 0 | Sft
|  | Qty Forwar from E. Stairs | 1 | x | 1 | 0 | - | - | = | 0 | Sft
|  | Total Deductions | [6 empty] | = | 0 | Sft |  |  |  |  | 253210.99
|  | Net Total | [6 empty] | = | 1100 | Sft |  |  |  |  | 253210.99
|  | or | [6 empty] | = |  | m2 |  |  |  |  | 253210.99
| Rs/M2 | S.I.No |  |  |  | 13-22-a+(bx3) |  | @ |  | 298.16 | Rs/M2 |  |  |  |  | 253210.99
41 | 13-25-a+(bx2) | Preparing surface & painting with snowcem / weathershield paint : First coat, 2nd & subsequent coats. (2 Coats) | [9 empty] | 0 | 0 | m2 | 422.65 | 253210.99
|  | #REF! | 0 | #REF! | 0 | #REF! | #REF! | #REF! | = | #REF! | Sft
|  | #REF! | 0 | #REF! | 0 | 0 | #REF! | #REF! | = | #REF! | Sft
|  | 0 | 0 | #REF! | 0 | #REF! | #REF! | #REF! | = | #REF! | Sft
|  | #REF! | 0 | #REF! | 0 | #REF! | #REF! | #REF! | = | #REF! | Sft
|  | #REF! | 0 | #REF! | 0 | #REF! | #REF! | #REF! | = | #REF! | Sft
|  | Qty Forwar from E. Stairs | 1 | x | 1 | 0 | - | - | = | 0 | Sft
|  | Net Total | [6 empty] | = | #REF! | Sft |  |  |  |  | 253210.99
|  | or | [6 empty] | = |  | m2 |  |  |  |  | 253210.99
| Rs/M2 | S.I.No |  |  |  | 13-25-a+(bx2) |  | @ |  | 422.65 | Rs/M2 |  |  |  |  | 253210.99
|  | 1.3- WORK AT TOP ROOF | [13 empty] | 253210.99
42 | 07-05-a-05 | 1st class brick work in ground floor Cement, sand mortar 1:6 | [9 empty] | 0 | 0 | m3 | 13844.38 | 253210.99
|  | Parapet Wall | 1 | x | 1 | 234 | 0.375 | 3.5 | = | 307.125 | Cft
|  | Column - 1 | 1 | x | 6 | 2 | 0.75 | 3.5 | = | 31.5 | Cft
|  | do | 1 | x | 6 | 1.25 | 0.75 | 3.5 | = | 19.6875 | Cft
|  | Column - 2 | 1 | x | 4 | 2 | 0.75 | 3.5 | = | 21 | Cft
|  | do | 1 | x | 4 | 1.25 | 0.75 | 3.5 | = | 13.125 | Cft
|  | Column - 3 | 1 | x | 2 | 2 | 1.25 | 3.5 | = | 17.5 | Cft
|  | Total | [6 empty] | = | 409.9375 | Cft |  |  |  |  | 253210.99
|  | or | [6 empty] | = |  | m3 |  |  |  |  | 253210.99
| Rs/M3 | S.I.No |  |  |  | 07-05-a-05 |  | @ |  | 13844.38 | Rs/M3 |  |  |  |  | 253210.99
43 | 07-06-a | Add extra on item No.07-05 for brick work in First floor | [9 empty] | 0 | 0 | m3 | 534.12 | 253210.99
|  | 07-05-a-05 | S.# |  | 42 | - | - | - | = | 409.9375 | Cft |  |  |  |  | 253210.99
|  | Total | [6 empty] | = | 409.9375 | Cft |  |  |  |  | 253210.99
|  | or | [6 empty] | = |  | m3 |  |  |  |  | 253210.99
| Rs/M3 | S.I.No |  |  |  | 07-06-a |  | @ |  | 534.12 | Rs/M3 |  |  |  |  | 253210.99
44 | 06-13 | Provide & fix ornamental cement jali 1:2:4 2" thick without steel. | [9 empty] | 0 | 0 | m2 | 1389.86 | 253210.99
|  | Parapet Wall Jali | 1 | x | 1 | 234 | - | 3.5 | = | 819 | Sft |  |  |  |  | 253210.99
|  | Total | [6 empty] | = | 819 | Sft |  |  |  |  | 253210.99
|  | or | [6 empty] | = |  | m2 |  |  |  |  | 253210.99
| Rs/M2 | S.I.No |  |  |  | 06-13 |  | @ |  | 1389.86 | Rs/M2 |  |  |  |  | 253210.99
45 | 06-05-f | Plain Cement Concrete including placing, compacting, finishing & curing (Ratio 1:2:4), (As Coping Bond) | [9 empty] | 0 | 0 | m3 | 12745.86 | 253210.99
|  | Parapet Wall | 1 | x | 1 | 234 | 1 | 0.25 | = | 58.5 | Cft
Slab Corners 1/2 bh
|  | Parapet Wall | 1 | x | 1 | 234 | - | 0.25 | = | 58.5 | Cft
|  | Total | [6 empty] | = | 117 | Cft |  |  |  |  | 253210.99
|  | or | [6 empty] | = |  | m3 |  |  |  |  | 253210.99
| Rs/M3 | S.I.No |  |  |  | 06-05-f |  | @ |  | 12745.86 | Rs/M3 |  |  |  |  | 253210.99
46 | 06-16-b | Extra labour for laying concrete (plain or reinforced) For every extra10' height | [9 empty] | 0 | 0 | m3 | 351.7 | 253210.99
|  | 06-05-f | S.# |  | 45 | - | - | - | = | 117 | Cft |  |  |  |  | 253210.99
|  | Total | [6 empty] | = | 117 | Cft |  |  |  |  | 253210.99
|  | or | [6 empty] | = |  | m3 |  |  |  |  | 253210.99
| Rs/M3 | S.I.No |  |  |  | 06-16-b |  | @ |  | 351.7 | Rs/M3 |  |  |  |  | 253210.99
47 | 11-09-b | Cement plaster 1:4 upto 20' height 1/2" thick | [9 empty] | 0 | 0 | m2 | 406.01 | 253210.99
|  | Parapet Wall | 2 | x | 1 | 234 | - | 3.75 | = | 1755 | Sft
|  | Total | [6 empty] | = | 1755 | Sft |  |  |  |  | 253210.99
|  | Deduction of Openning | [13 empty] | 253210.99
|  | Steel Door | 1 | x | 0 | 3.5 | - | 7 | = | 0 | Sft
|  | W-1 | 1 | x | 0 | 6 | - | 6 | = | 0 | Sft
|  | Total Deductions | [6 empty] | = | 0 | Sft |  |  |  |  | 253210.99
|  | Net Total | [6 empty] | = | 1755 | Sft |  |  |  |  | 253210.99
|  | or | [6 empty] | = |  | m2 |  |  |  |  | 253210.99
| Rs/M2 | S.I.No |  |  |  | 11-09-b |  | @ |  | 406.01 | Rs/M2 |  |  |  |  | 253210.99
48 | 11-26 | Extra for lime, mud or cement plaster & pointing from 20' & above for each additional 10' height | [9 empty] | 0 | 0 | m2 | 50.91 | 253210.99
|  | 11-09-b | S.# |  | 47 | - | - | - | = | 1755 | Sft
|  | Total | [6 empty] | = | 1755 | Sft |  |  |  |  | 253210.99
|  | or | [6 empty] | = |  | m2 |  |  |  |  | 253210.99
| Rs/M2 | S.I.No |  |  |  | 11-26 |  | @ |  | 50.91 | Rs/M2 |  |  |  |  | 253210.99
49 | 13-25-a+(bx2) | Preparing surface & painting with snowcem / weathershield paint : First coat, 2nd & subsequent coats. (2 Coats) | [9 empty] | 0 | 0 | m2 | 422.65 | 253210.99
|  | Parapet Wall | 2 | x | 1 | 234 | - | 3.75 | = | 1755 | Sft
|  | Total | [6 empty] | = | 1755 | Sft |  |  |  |  | 253210.99
|  | or | [6 empty] | = |  | m2 |  |  |  |  | 253210.99
| Rs/M2 | S.I.No |  |  |  | 13-25-a+(bx2) |  | @ |  | 422.65 | Rs/M2 |  |  |  |  | 253210.99
50 | 13-24 | Extra labour for painting, varnishing etc from 20' height & above, for every additional 10' | [9 empty] | 0 | 0 | m2 | 13.72 | 253210.99
|  | 13-25-a+(bx2) | S.# |  | 49 | - | - | - | = | 1755 | Sft |  |  |  |  | 253210.99
|  | Total | [6 empty] | = | 1755 | Sft |  |  |  |  | 253210.99
|  | or | [6 empty] | = |  | m2 |  |  |  |  | 253210.99
| Rs/M2 | S.I.No |  |  |  | 13-24 |  | @ |  | 13.72 | Rs/M2 |  |  |  |  | 253210.99
51 | 09-16 | Khuras on roof 2'x2'x6" | [9 empty] | 0 | 0 | Each | 1156.29 | 253210.99
|  | Roof Khuras | 1 | x | 1 | - | - | - | = |  | No |  |  |  |  | 253210.99
|  | Total | [6 empty] | = | 0 | Each |  |  |  |  | 253210.99
| Rs/Each | S.I.No |  |  |  | 09-16 |  | @ |  | 1156.29 | Rs/Each |  |  |  |  | 253210.99
52 | 09-17 | Bottom khuras of brick masonry in c/s mortar 1:6,4'x2'x4.5" over 3" cem. concrete 1:4:8 | [9 empty] | 0 | 0 | Each | 1982.69 | 253210.99
|  | Bottom Khuras | 1 | x | 3 | - | - | - | = | 3 | No |  |  |  |  | 253210.99
|  | Total | [6 empty] | = |  | Each |  |  |  |  | 253210.99
| Rs/Each | S.I.No |  |  |  | 09-17 |  | @ |  | 1982.69 | Rs/Each |  |  |  |  | 253210.99
53 | 06-51-a | Top Surface of Slab Panel having 2.5\" thick concrete (1:2:4) | [9 empty] | 155458.45 | 132.9 | m2 | 1169.74 | 408669.44
|  | Roof Top Area | 1 | x | 1 | 1300 |  | - | = | 1300 | Sft |  |  |  |  | 408669.44
|  | Rooms | [7 empty] | 0 | Sft
|  | Total | [6 empty] | = | 1430 | Sft |  |  |  |  | 408669.44
|  | or | [6 empty] | = | 132.9 | m2 |  |  |  |  | 408669.44
| Rs/M2 | S.I.No |  |  |  | 06-51-a |  | @ |  | 1169.74 | Rs/M2 |  |  |  |  | 408669.44
54 | 28-18 | Providing and fixing with steel nails and washers, the chicken wire mesh of approved quality, at joint of concrete and masonry work (4" wide strip) before plastering etc complete. | [9 empty] | 0 | 0 | m2 | 933.73
|  | G.F | 1 | x | 1 | 1500 | 0.5 | - | = | 750 | Sft
|  | Total | [6 empty] | = | 750 | Sft |  |  |  |  | 408669.44
|  | or | [6 empty] | = |  | m2 |  |  |  |  | 408669.44
| Rs/M2 | S.I.No |  |  |  | 28-18 |  | @ |  | 933.73 | Rs/M2 |  |  |  |  | 253210.99
55 | 22-06-a | Supply and Laying of RC hume pipes in position522including jointing 6" to 12" dia | [9 empty] | 0 | 0 | m | 509.12 | 408669.44
|  | Pipe | 1 | x | 1 | 30 | - | - | = | 30 | Rft
|  | Total | [6 empty] | = | 30 | Rft |  |  |  |  | 408669.44
|  | or | [6 empty] | = | 0 | m |  |  |  |  | 408669.44
| Rs/M | S.I.No |  |  |  | 22-06-a |  | @ |  | 509.12 | Rs/M |  |  |  |  | 253210.99
NON-SCHEDULE ITEMS
58 | NSI | P/L of Jumbolon Sheet Board 1" thick of approved Gage i/c Double layer of heavy duty polythene sheet 50 SWG complete in all respects as per Design and Drawings, instructions and approval of the Engineer. (Roof Treatment) | [9 empty] | 0 | 0 | m2 | 880 | 408669.44
|  | Jamboo Lawn Sheet | 1 | x | 1 | 1430 | - | - | = | 1430 | Sft |  |  |  |  | 408669.44
|  | Total | [6 empty] | = | 1430 | Sft |  |  |  |  | 408669.44
|  | or | [6 empty] | = |  | m2 |  |  |  |  | 408669.44
| Rs/M2 | S.I.No |  |  |  | NSI |  | @ |  | 880 | Rs/M2 |  |  |  |  | 408669.44
59 | NSI | Solar water pump Cleaning and repair | [9 empty] | 15000 | 1 | m | 15000 | 423669.44
|  | Solar water pump Cleaning and repair | 1 | x | 1 | 1 | - | - | = | 1 | No |  |  |  |  | 423669.44
|  | Total | [6 empty] | = | 1 | No |  |  |  |  | 423669.44
|  | or | [6 empty] | = | 1 | m |  |  |  |  | 423669.44
| Rs/no | S.I.No |  |  |  | NSI |  | @ |  | 15000 | Rs/no |  |  |  |  | 423669.44 | 2ft fibre shade
60 | NSI | 2ft fibre shade (300x2) | [9 empty] | 0 | 0 | m2 | 250 | 423669.44
|  | 2ft fibre shade | 1 | x | 1 | 300 | 2 | - | = | 600 | sft |  |  |  |  | 423669.44
|  | Total | [6 empty] | = | 600 | sft |  |  |  |  | 423669.44
|  | or | [6 empty] | = |  | m2 |  |  |  |  | 423669.44
| Rs/m2 | S.I.No |  |  |  | NSI |  | @ |  | 250 | Rs/m2 |  |  |  |  | 423669.44
61 | NSI | 5 old washrooms cleaning and rehab work | [9 empty] | 0 | 0 | No | 7500 | 423669.44
|  | 5 old washrooms cleaning and rehab work | 1 | x | 5 | - | - | - | = | 5 | No |  |  |  |  | 423669.44
|  | Total | [6 empty] | = | 5 | No |  |  |  |  | 423669.44
|  | or | [6 empty] | = | 0 | No |  |  |  |  | 423669.44 | 5 old washrooms cleaning and rehab work is required.
| Rs/No | S.I.No |  |  |  | NSI |  | @ |  | 7500 | Rs/No |  |  |  |  | 423669.44
62 | NSI | Wooden Slab & Repairing | [9 empty] | 200000 | 400 | Sft | 500 | 623669.44
|  | Wooden Slab & Repairing | 1 | x | 400 | - | - | - | = | 400 | Sft |  |  |  |  | 623669.44
|  | Total | [6 empty] | = | 400 | Sft |  |  |  |  | 623669.44
|  | or | [6 empty] | = | 400 | Sft |  |  |  |  | 623669.44 | 5 old washrooms cleaning and rehab work is required.
| Rs/No | S.I.sft |  |  |  | NSI |  | @ |  | 500 | Rs/No |  |  |  |  | 623669.44
|  | TOTAL COST (Rs.) | [9 empty] | 408669.44
|  | In (M) (Rs.) | [9 empty] | 0.40867

## Intr.Eltr.BOQ-2
PSG-083 Panian 2 Haripur Repair of 01 room & veranda & hand pump / Solarization of 09 Class room
ENGINEER'S COST ESTIMATE
02 : INTERNAL ELECTRIFICATION
S.No | CSR 2022 Item No. | Description of Items | Units | Quantity | Unit Rate (Rs) | Total Amount (Rs)
| NOTE | The Contractor should note that only material Listed in Annexure " A" from the approval manufactures shall be allowed to be used on this project. Where more than one manufactures is specified against any item the contractor shall provide samples / literature etc. of the item to the Engineer In Euchar for selection and approval . Contractor should be bound to provide certificate of material which material they used at side . Contractor should be bound to provide Test certificate of Engineering University, P C S I R Laborite & Physicists Departments all size of Cables , all type of Breaker, Other Material which they used at sides.
| NOTE | Supply, installation, testing and commissioning of the following items of work (unless specifically stated otherwise) including all material, labour, tools, accessories, etc. required for proper completion of each item as per specification and drawings and as directed by the Engineer.
1.1 | 15-50 | Wiring of light/fan/call-bell point in 3/0.029" PVC insulated bare cable in PVC pipe recessed | Each | 50
2.1 | 15-51 | Wiring of 2/3-pin 5-Amp. plug point in 3/0.029" PVC insulated bare cable in PVC pipe recessed | Each | 0
Providing & Installation of following Sizes PVC Pipe Approved Brand For wiring / main sub main Cables purpose, Payments shall be paid as per actual length installed at site complete in all respects as per Instruction of Engineer Incharge.
3.1 | 15-02-b-02 | Supply and Erection PVC pipe for wiring purpose complete Recessed in walls including chase etc : 3/4" i/d | m | 50
4.1 | 15-02-b-03 | Supply and Erection PVC pipe for wiring purpose complete Recessed in walls including chase etc : 1" i/d | m | 250
5.1 | 15-02-b-06 | Supply and Erection PVC pipe for wiring purpose complete Recessed in walls including chase etc : 2" i/d | m | 0
Supply an Erection of single core PVC insulated copper conductor cable 250/440V & 660/1100V Approved Brands Payments shall be paid as per actual length installed at site complete in all respects as per Instruction of Engineer Incharge.
6.1 | 15-05-a | Supply and Erection single core PVC insulated copper conductor 250/440 V grade cable : 3/0.029" 1/2" i/d | m | 400
7.1 | 15-05-c | Supply and Erection single core PVC insulated copper conductor 250/440 V grade cable : 7/0.029" | m | 0
8.1 | 15-05-d | Supply and Erection single core PVC insulated copper conductor 250/440 V grade cable : 7/0.036" | m | 0
9.1 | 15-05-e | Supply and Erection single core PVC insulated copper conductor 250/440 V grade cable : 7/0.044" | m | 0
10.1 | 15-05-f | Supply and Erection single core PVC insulated copper conductor 250/440 V grade cable : 7/0.064" | m | 0
11.1 | 15-68-c | Supply and Erection best quality AC ceiling fan complete with GI rod, canopy, blades & regulator : 56" sweep | Each | 20
12.1 | 15-78 | Supply and Fixing of 18" dia Direct axial Wall Bracket fan,1450Rpm, Max 50db sound level Fan shall be made with 99% purity Copper windings | Each | 0
13.1 | 15-77-c | Supply and fixing electric AC exhaust/fresh air circulation(Double way) 220/230 single phase plastic frame body and blade complete 12"x12" | Each | 0
Supply & Erection of Transpower auto circuit breaker 3-phase / 1- phase 400V Approved Brands complete in all respects as per Instruction of Engineer Incharge.
14.1 | 15-71-a | Supply and Erection single phase imported auto circuit breaker 6 Amp. | Each | 0
15.1 | 15-71-b | Supply and Erection single phase imported auto circuit breaker 15 Amp. | Each | 0
16.1 | 15-71-c | Supply and Erection single phase imported auto circuit breaker 20 Amp. | Each | 0
17.1 | 15-70-b | Supply and Erection transpower auto circuit breaker 3-phase, 400V fungus moisture proofing : 60 Amp. | Each | 0
18.1 | 15-72-a | Supply and Erection of bus bars for 500 volts 3 phase AC S/W 4 copper bars 40 Amp with bar size 1 1/2" X 1/8" | Each | 0
19.1 | 15-75-b | Supply and Erection cubical type factory fabricated floor/wall mounting steel main board comp. : Recessed | m2 | 0
20.1 | 15-25 | Supply and Erection girder clamp hook, 5/8" dia.for hanging ceiling fans | Each | 28
Supply an Erection of four core PVC insulated non armored copper conductor 600/1000 Volt grid Approved Brands with copper Thimbles of appropriate size, all punching both sides identification tags and nut bolt. charges Payments shall be paid as per actual length installed at site complete in all respects as per Instruction of Engineer Incharge.
Supply, Installation, testing and commissioning of following type LED / Conversional Lights fixture Approved Brands complete in all respects as per Instruction of Engineer Incharg.
21.1 | 15-36-i-18 | Supply, installation, testing and commissioning of 1x5 watt reflector surface mounted LED light fixture with frosted lens, complete with driver | Each | 40
22.1 | 15-36-j-12 | Supply, installation, connecting, testing & commissioning of 10W LED Down Light Fixture suitable for 1300 lux, as per instruction of Engineer, surface mounted circular shape or equivalent. | No | 0
23.1 | 15-36-i-6 | Supply, installation, testing and commissioning of IP-44 rated, 2x3 Watt up/down light LED Light, complete in all respects. | Each | 4
24.1 | 15-36-j-2 | Supply, installation, & connecting up of light Fixture type 'D' surface mounted fluorescent batten fitting (.TMS-015/236) with 1 x 36W TLD lamp complete in all respects | No | 0
Supply, installation, testing & commissioning of Switches & Socket Approved Brands including appropriate size outlet box of 16 SWG MS sheet recessed in wall, column, partition wall etc. complete in all respect as per Instruction of Engineer Incharge of followings.
25.1 | 15-127-a | Supply at site, installation, testing and commissioning of the One gang light control switches 10 Amps, 250Volts one way, including appropriate size concealed MS, powder coated back box, complete in all respects. | Each | 5
26.1 | 15-127-b | Supply at site, installation, testing and commissioning of Two gang light control switches 10 Amps, 250Volts one way, including appropriate size concealed MS, powder coated back box, complete in all respects. | Each | 0
27.1 | 15-127-c | Supply at site, installation, testing and commissioning of Three gang light control switches 10 Amps, 250Volts one way, including appropriate size concealed MS, powder coated back box, complete in all respects. | Each | 0
28.1 | 15-127-d | Supply at site, installation, testing and commissioning of Four gang light control switches 10 Amps, 250Volts one way, including appropriate size concealed MS, powder coated back box, complete in all respects. | Each | 0
29.1 | 15-127-f | Supply at site, installation, testing and commissioning ofSix gang light control switches 10 Amps, 250Volts one way, including appropriate size concealed MS, powder coated back box, complete in all respects. | Each | 0
30.1 | 15-127-g | Supply at site, installation, testing and commissioning of the Eight gang light control switches 10 Amps, 250Volts one way, including appropriate size concealed MS, powder coated back box, complete in all respects. | Each | 0
31.1 | 15-127-h | Supply at site, installation, testing and commissioning of One gang light control switches 10 Amps, 250Volts two way, including appropriate size concealed MS, powder coated back box, complete in all respects. | Each | 0
32.1 | 15-127-i | Supply at site, installation, testing and commissioning of 2 & 3 pin switched socket unit 5/10 Amps, 250Volts, round pin including appropriate size MS, powder coated back box, complete in all respects. | Each | 0
33.1 | 15-127-j | Supply at site, installation, testing and commissioning of 3 pin switched socket unit 13/15 Amps, 250Volts, round pin including appropriate size MS, powder coated back box, complete in all respects. | Each | 0
34.1 | 15-127-k | Supply at site, installation, testing and commissioning of 3 pin switched socket unit 20 Amps, 250Volts, round pin including appropriate size MS, powder coated back box, complete in all respects. | Each | 0
35.1 | 15-127-l | Supply at site, installation, testing and commissioning of Push Button 10 Amps, 250Volts, including appropriate size MS, powder coated back box, complete in all respects. | Each | 0
36.1 | 15-127-m | Supply at site, installation, testing and commissioning of Fan Dimmer with switch/ MS, powder coated back box with all associated accessories, complete in all respects. | Each | 20
37.1 | 15-127-n | Supply at site, installation, testing and commissioning of DP switch 20 Amps with neon indication lamp complete with MS, powder coated back box, complete in all respects. | Each | 0 | 971.01 | 0
EARTHLING / LIGHTNING PROTECTION SYSTEM
38.1 | 15-105-e | Supply, Installation & Connecting up of earth electrodes with 600mm x 600mm x 3.2mm conductors to main earth bar including all accessories, in 50mm dia G.I. pipe / PVC pipe class D/E up inspection chamber, heavy duty C.I. Cover etc. | Job | 0 | 42554.88 | 0
39.1 | 15-105-h | Providing & fixing of Plate type Earthing commpressed with execveted hole 6"up 63 feet,GI pipe 2"(50mm)with Tees , Sockets , Endcap of 60 (RFT) Copper Plate of 1/2"x 2"x 48", 2x 70mmsq S/Core copper bare conductor 125 (Rft) Earth Connection Point of 1200 x 50 x 50mm (L x W x T) Inspection Pit of 300 x 300 x 450 mm (L x W x D) complated with all respect | Job | 0 | 124567.4 | 0
40.1 | 15-105-i | Construction of water tight brick type Grounding inspection pit. | Each | 0 | 5529.19 | 0
41.1 | 15-106 | Supply, installation, testing & commissioning of Lightning Protection System | Each | 0 | 34266.75 | 0
|  | MISCELLANEOUS ITEMS |  |  | #N/A
42.1 | 15-211 | Furnish & Install of AMP meter up to 100 Amps | No | 0 | 1004.63 | 0
43.1 | 15-210 | Furnish & Install of Volt: meter upt to 500 volt. | No | 0 | 1004.63 | 0
44.1 | 15-196 | Supply & Erection of TV Cable | Each | 0 | 121.61 | 0
45.1 | 15-178 | Supply & Erection of TV socket | Each | 0 | 523.35 | 0
46.1 | 15-177 | Supply & Erection of Telephone socket | Each | 0 | 486.9 | 0
47.1 | 15-175 | Supply & Erection of TV/satellite cable complete | m | 0 | 397.59 | 0
48.1 | 15-173 | Supply and installation of Bell Press | Each | 0 | 948.6 | 0
49.1 | 15-154-c | Providing and fixing of Light point controlled by two way switch wiring (including circuit wiring with 2.5 mmsq conductors and 2.5 mmsq green / yellow CPC) with 1.5 mmsq single core PVC insulated 450/750 volt grade copper conductors in PVC conduit rigid / flexible (clipped to surface or concealed in structure or under floor), complete in all respects. | No | 0 | 1770.97 | 0
SUB TOTAL OF (S.I) |  |  |  |  | = Rs.

## 06 KVA Solar
PSG-083 Panian 2 Haripur Repair of 01 room & veranda & hand pump / Solarization of 09 Class room
S. No | Discription | Unit | Qty | Unit Rate | Total Amount (Rs)
1 | Solar PV modules, mono-crystalline, A Grade, minimum 20% Module efficiency and 25 years power output warranty. | Watt | 6960
2 | Off-Grid Hybrid Inverter 24V/48V with built in MPPT charge controller and complete in all sort of protections. | Watt | 6000
Miscellaneous Items
3 | DC Breaker 16A-2P per string between PV Modules and Inverter | No | 1
4 | DC Breaker 100A/48V 4-P between Inverter & Battery bank | No | 1
5 | AC Breaker 63A-2P in Main Distribution Box (WAPDA) | No | 1
6 | AC Breaker 10 A-1P b/w Inverter & Load | No | 6
7 | Changeover Switch 100A | No | 1
8 | DC Flexible Copper Cables 6 mm sq. single Core per String, Fitted in HDPE Pipe (1") | meter | 80
9 | DC Flexible Copper Cables 35 mm2 single Core Cable between Inverter and Battery Bank for 48 V System | meter | 6
10 | AC Cables 7/0.036 (4 mm sq.) from Inverter to Main Distribution Box | meter | 50
11 | AC Cables 7/0.029 (2.5 mm sq.) from MDB to distribution box in rooms | meter | 180
12 | AC Cables 3/0.029 (1.5 Sq. mm) from switch board to Load | meter | 1250
13 | Stainless steel nuts & bolts for PV structure and civil foundation work. HDPE Pipe, Flexible PVC Pipe, PVC Duct Patti etc. for cable ducting, Switches 10/15 Amp : On/Off Switches, Distribution Board, Copper Thimbles, Sleeves, Butt Joint Connectors, Ring Thimbles, PVC Shrouds, Heat Shrink Tubes for all termination, connection and jointing as per International Practices. Inverter, Batteries and Protective Devices must be Labelled Properly along with detail user manual, Cabinet for Complete System (Inverter, Breakers, changeover etc.), Surge Protection Device at DC & AC input, Dry Chemical Powder Fire Extinguisher 6Kg Capacity complete in all respect. Any other necessary items. | Job | 1
14 | Lightening Arrestor made of copper material having 1" dia & 1m long rod with 5 spikes ball & base, Earthing Plate 1x1ft, Earthing Rod 5 Feet Long 16 mm Dia made of Copper, Earthing Cable and Earthing powder. | No | 1
15 | BackUp System: Lithium Ion LiFeP04 -48V battery | kWhr | 8
16 | Hot dipped (80 microns Average) Galvanized steel of minimum thickness of 12 SWG / 2.64 mm Channel / Pipe or 8 SWG / 4.06 mm Angle | Watt | 6960
Total Cost of the system

## S,Tank BOQ-4 (hidden)
#REF!
#REF!
#REF!
04 : CONSTRUCTION OF SEPTIC TANK & MANHOLES
S.No | MRS 2017 Item No. | Description of Items | Units | Quantity | Quantity | Item Rate (Rs) | Total Amount (Rs)
4.1 - SEPTIC TANK ----- (2 No's)
1 | #REF! | #REF! | #REF! |  | #REF! | #REF! | #REF! | #REF!
2 | #REF! | #REF! | #REF! |  | #REF! | #REF! | #REF! | #REF!
3 | #REF! | #REF! | #REF! |  | #REF! | #REF! | #REF! | #REF!
4 | #REF! | #REF! | #REF! |  | #REF! | #REF! | #REF! | #REF!
5 | #REF! | #REF! | #REF! |  | #REF! | #REF! | #REF! | #REF!
6 | #REF! | #REF! | #REF! |  | #REF! | #REF! | #REF! | #REF!
7 | #REF! | #REF! | #REF! |  | #REF! | #REF! | #REF! | #REF!
8 | #REF! | #REF! | #REF! |  | #REF! | #REF! | #REF! | #REF!
9 | #REF! | #REF! | #REF! |  | #REF! | #REF! | #REF! | #REF!
10 | #REF! | #REF! | #REF! |  | #REF! | #REF! | #REF! | #REF!
11 | #REF! | #REF! | #REF! |  | #REF! | #REF! | #REF! | #REF!
12 | #REF! | #REF! | #REF! |  | #REF! | #REF! | #REF! | #REF!
13 | #REF! | #REF! | #REF! |  | #REF! | #REF! | #REF!
14 | #REF! | #REF! | #REF! |  | #REF! | #REF! | #REF!
15 | #REF! | #REF! | #REF! |  | #REF! | #REF! | #REF!
4.2 - MANHOLES ----- (15 No's)
16 | #REF! | #REF! | #REF! |  | #REF! | #REF! | #REF!
17 | #REF! | #REF! | #REF! |  | #REF! | #REF! | #REF!
18 | #REF! | #REF! | #REF! |  | #REF! | #REF! | #REF!
19 | #REF! | #REF! | #REF! |  | #REF! | #REF! | #REF!
20 | #REF! | #REF! | #REF! |  | #REF! | #REF! | #REF!
21 | #REF! | #REF! | #REF! |  | #REF! | #REF! | #REF!
22 | #REF! | #REF! | #REF! |  | #REF! | #REF! | #REF!
TOTAL COST OF (S.I) | [5 empty] | = Rs. | #REF! |  | #REF!
in Million | [5 empty] | = Rs. | #REF!

## M.Sheet S.Tank-Manhol-4 (hidden)
#REF!
#REF!
ENGINEER'S DETAIL MEASUREMENT SHEET
04 : CONSTRUCTION OF SEPTIC TANK & MANHOLES
S.No | MRS 2017 Item No. | Description of Items | No |  |  | Length | W / B | H / D | = | Quantity | Units | Amount (Rs) | Qtty (For BOQ) | unit(for BOQ) | unit rate (for BOQ)
4.1 - SEPTIC TANK ----- (2 No's)
1 | 03-23-c | #N/A | [9 empty] | #N/A | 76.1 | m3 | #N/A | #N/A
|  | Excavation | 2 | x | 1 | 14 | 12 | 8 | = | 2688 | Cft
|  | Total | [6 empty] | = | 2688 | Cft |  |  |  |  | #N/A
|  | or | [6 empty] | = | 76.1 | m3 |  |  |  |  | #N/A
| Rs/M3 | S.I.No |  |  |  | 03-23-c |  | @ |  | #N/A | Rs/M3 |  |  |  |  | #N/A
2 | 03-16-a | Rehandling of earthwork Lead upto a single throw of kassi, shovel, phaorah | [9 empty] | 2824.07 | 42.48 | m3 | 66.48 | #N/A
|  | Back Filling of Excavated Portions | [13 empty] | #N/A
|  | 40 % of As Item # 01 | S.# |  | 1 | 03-23-c | - | - | = | 2688 | Cft
|  | 40 % of As Item # 01 | S.# |  | 16 | 03-44-a | - | - | = | 1063.125 | Cft
|  | Total | [6 empty] | = | 1500.45 | Cft |  |  |  |  | #N/A
|  | or | [6 empty] | = | 42.48 | m3 |  |  |  |  | #N/A
| Rs/M3 | S.I.No |  |  |  | 03-16-a |  | @ |  | 66.48 | Rs/M3 |  |  |  |  | #N/A | #REF!
3 | 06-05-f | Plain Cement Concrete including placing, compacting, finishing & curing (Ratio 1:2:4) | [9 empty] | 37047.41 | 4.76 | m3 | 7783.07 | #N/A
|  | PCC Bed | 2 | x | 1 | 14 | 12 | 0.5 | = | 168 | Cft
|  | Total | [6 empty] | = | 168 | Cft |  |  |  |  | #N/A
|  | or | [6 empty] | = | 4.76 | m3 |  |  |  |  | #N/A
| Rs/M3 | S.I.No |  |  |  | 06-05-f |  | @ |  | 7783.07 | Rs/M3 |  |  |  |  | #N/A
4 | 07-04-a-02 | 1st class brick work in foundation and plinth in Cement, sand mortar 1:3 | [9 empty] | 141415.38 | 14.35 | m3 | 9,854.73 | #N/A
|  | Long wall | 2 | x | 2 | 12 | 0.75 | 7 | = | 252 | Cft
|  | Short wall | 2 | x | 2 | 8.5 | 0.75 | 7 | = | 178.5 | Cft
|  | Internal Walls | 2 | x | 2 | 8.5 | 0.375 | 6 | = | 76.5 | Cft
|  | Total | [6 empty] | = | 507 | Cft |  |  |  |  | #N/A
|  | or | [6 empty] | = | 14.35 | m3 |  |  |  |  | #N/A
| Rs/M3 | S.I.No |  |  |  | 07-04-a-02 |  | @ |  | 9,854.73 | Rs/M3 |  |  |  |  | #N/A
5 | 11-08-b | Cement plaster 1:3 upto 20' height 1/2" thick | [9 empty] | 13114.51 | 44.24 | m2 | 296.44 | #N/A
|  | Long wall | 2 | x | 2 | 8.5 | - | 7 | = | 238 | Sft
|  | Short wall | 2 | x | 2 | 8.5 | - | 7 | = | 238 | Sft
|  | Total | [6 empty] | = | 476 | Sft |  |  |  |  | #N/A
|  | or | [6 empty] | = | 44.24 | m2 |  |  |  |  | #N/A
| Rs/M2 | S.I.No |  |  |  | 11-08-b |  | @ |  | 296.44 | Rs/M2 |  |  |  |  | #N/A | #REF!
6 | 11-13 | Applying floating coat of cement 1/32" thick | [9 empty] | 7776.51 | 44.24 | m2 | 175.78 | #N/A
|  | Long wall | 2 | x | 2 | 8.5 | - | 7 | = | 238 | Sft
|  | Short wall | 2 | x | 2 | 8.5 | - | 7 | = | 238 | Sft
|  | Total | [6 empty] | = | 476 | Sft |  |  |  |  | #N/A
|  | or | [6 empty] | = | 44.24 | m2 |  |  |  |  | #N/A
| Rs/M2 | S.I.No |  |  |  | 11-13 |  | @ |  | 175.78 | Rs/M2 |  |  |  |  | #N/A | #REF!
7 | 10-40-a-01 | #N/A | [9 empty] | #N/A | 44.24 | m2 | #N/A | #N/A
|  | Long wall | 2 | x | 2 | 8.5 | - | 7 | = | 238 | Sft
|  | Short wall | 2 | x | 2 | 8.5 | - | 7 | = | 238 | Sft
|  | Total | [6 empty] | = | 476 | Sft |  |  |  |  | #N/A
|  | or | [6 empty] | = | 44.24 | m2 |  |  |  |  | #N/A
| Rs/M2 | S.I.No |  |  |  | 10-40-a-01 |  | @ |  | #N/A | Rs/M2 |  |  |  |  | #N/A | #REF!
8 | 06-06-a-03 | #N/A | [9 empty] | #N/A | 3.4 | m3 | #N/A | #N/A
|  | Slab Pannel | 1 | x | 2 | 12 | 10 | 0.5 | = | 120 | Cft
|  | Total | [6 empty] | = | 120 | Cft |  |  |  |  | #N/A
|  | or | [6 empty] | = | 3.4 | m3 |  |  |  |  | #N/A
| Rs/M3 | S.I.No |  |  |  | 06-06-a-03 |  | @ |  | #N/A | Rs/M3 |  |  |  |  | #N/A
9 | 06-07-b | #N/A | [9 empty] | #N/A | 0.67 | Tonne | #N/A | #N/A | #REF!
|  | 2.5% on Conc. Qtty | [13 empty] | #N/A
|  | 06-06-a-03 | S.# |  | 8 | 120 | 2.5 | 4.9 | = | 1470 | lbs
|  | Total | [6 empty] | = | 1470 | Lbs |  |  |  |  | #N/A
|  | or | [6 empty] | = | 0.67 | Tonne |  |  |  |  | #N/A
| Rs/Ton | S.I.No |  |  |  | 06-07-b |  | @ |  | #N/A | Rs/Ton |  |  |  |  | #N/A
10 | 14-37-d | Providing & Fixing Steel manhole cover with frame 18"x18" full heavy duty | [9 empty] | 25720.92 | 6 | Each | 4286.82 | #N/A
|  | Man Hole cover | 2 | x | 3 | - | - | - | = | 6 | No
|  | Total | [6 empty] | = | 6 | Each |  |  |  |  | #N/A
| Rs/Each | S.I.No |  |  |  | 14-37-d |  | @ |  | 4286.82 | Rs/Each |  |  |  |  | #N/A
11 | 13-06-g-01 | #N/A | [9 empty] | #N/A | 12 | Each | #N/A | #N/A
|  | P/Coat Man Hole cover | 2 | 2 | 3 | - | - | - | = | 12 | No
|  | Total | [6 empty] | = | 12 | Each |  |  |  |  | #N/A
| Rs/Each | S.I.No |  |  |  | 13-06-g-01 |  | @ |  | #N/A | Rs/Each |  |  |  |  | #N/A
12 | 13-06-g-02 | #N/A | [9 empty] | #N/A | 12 | Each | #N/A | #N/A
|  | Pinting of Man Hole cover | 2 | 2 | 3 | - | - | - | = | 12 | No
|  | Total | [6 empty] | = | 12 | Each |  |  |  |  | #N/A
| Rs/Each | S.I.No |  |  |  | 13-06-g-02 |  | @ |  | #N/A | Rs/Each |  |  |  |  | #N/A
13 | 24-35 | Supplying and Fixing C.I. vent pipe for storage tanks including jally etc | [9 empty] | 20206.86 | 12.2 | m | 1656.3 | #N/A
|  | Vent Pipe | 2 | x | 1 | 20 | - | - | = | 40 | Rft
|  | Total | [6 empty] | = | 40 | Rft |  |  |  |  | #N/A
|  | or | [6 empty] | = | 12.2 | m |  |  |  |  | #N/A
| Rs/M | S.I.No |  |  |  | 24-35 |  | @ |  | 1656.3 | Rs/M |  |  |  |  | #N/A
14 | 24-18-c-07 | #N/A | [9 empty] | #N/A | 304.88 | m | #N/A | #N/A
|  | GI Pipe line | 1 | x | 1 | 1000 | - | - | = | 1000 | Rft
|  | Total | [6 empty] | = | 1000 | Rft |  |  |  |  | #N/A
|  | or | [6 empty] | = | 304.88 | m |  |  |  |  | #N/A
| Rs/M | S.I.No |  |  |  | 24-18-c-07 |  | @ |  | #N/A | Rs/M |  |  |  |  | #N/A
15 | 24-18-c-08 | Providing, laying, cutting, jointing, testing and disinfecting UPVC pressure pipeline in trenches (conforming to BS 3505 manufactured ) jointed with socket, elbow, tee, bend and plug bend etc manufactured by the respective manufacturer complete as per specifications. uPVC Pressure Pipes Class D (12 Bar) 6" Nominal Pipe Size (NPS) | [9 empty] | 644045.46 | 274.39 | m | 2347.19 | #N/A
|  | GI Pipe line | 1 | x | 1 | 900 | - | - | = | 900 | Rft
|  | Total | [6 empty] | = | 900 | Rft |  |  |  |  | #N/A
|  | or | [6 empty] | = | 274.39 | m |  |  |  |  | #N/A
| Rs/M | S.I.No |  |  |  | 24-18-c-08 |  | @ |  | 2347.19 | Rs/M |  |  |  |  | #N/A
4.2 - MANHOLES ----- (15 No's)
16 | 03-44-a | Earthwork by boats, Digging and loading into boats, upto 25m lead | [9 empty] | 4802.46 | 30.1 | m3 | 159.55 | #N/A
|  | Excavation | 15 | x | 1 | 4.5 | 4.5 | 3.5 | = | 1063.125 | Cft
|  | Total | [6 empty] | = | 1063.125 | Cft |  |  |  |  | #N/A
|  | or | [6 empty] | = | 30.1 | m3 |  |  |  |  | #N/A
| Rs/M3 | S.I.No |  |  |  | 03-44-a |  | @ |  | 159.55 | Rs/M3 |  |  |  |  | #N/A
17 | 06-05-f | Plain Cement Concrete including placing, compacting, finishing & curing (Ratio 1:2:4) | [9 empty] | 33467.2 | 4.3 | m3 | 7783.07 | #N/A
|  | PCC Bed | 1 | x | 15 | 4.5 | 4.5 | 0.5 | = | 151.875 | Cft
|  | Total | [6 empty] | = | 151.875 | Cft |  |  |  |  | #N/A
|  | or | [6 empty] | = | 4.3 | m3 |  |  |  |  | #N/A
| Rs/M3 | S.I.No |  |  |  | 06-05-f |  | @ |  | 7783.07 | Rs/M3 |  |  |  |  | #N/A
18 | 07-04-a-03 | 1st class brick work in foundation and plinth in Cement, sand mortar 1:4 | [9 empty] | 80781.83 | 8.76 | m3 | 9221.67 | #N/A
|  | Long wall | 15 | x | 2 | 3.5 | 0.75 | 2.5 | = | 196.875 | Cft
|  | Short wall | 15 | x | 2 | 2 | 0.75 | 2.5 | = | 112.5 | Cft
|  | Total | [6 empty] | = | 309.375 | Cft |  |  |  |  | #N/A
|  | or | [6 empty] | = | 8.76 | m3 |  |  |  |  | #N/A
| Rs/M3 | S.I.No |  |  |  | 07-04-a-03 |  | @ |  | 9221.67 | Rs/M3 |  |  |  |  | #N/A
19 | 11-08-b | Cement plaster 1:3 upto 20' height 1/2" thick | [9 empty] | 8264.75 | 27.88 | m2 | 296.44 | #N/A
|  | Long wall | 15 | x | 2 | 2 | - | 2.5 | = | 150 | Sft
|  | Short wall | 15 | x | 2 | 2 | - | 2.5 | = | 150 | Sft
|  | Total | [6 empty] | = | 300 | Sft |  |  |  |  | #N/A
|  | or | [6 empty] | = | 27.88 | m2 |  |  |  |  | #N/A
| Rs/M2 | S.I.No |  |  |  | 11-08-b |  | @ |  | 296.44 | Rs/M2 |  |  |  |  | #N/A | #REF!
20 | 14-37-d | Providing & Fixing Steel manhole cover with frame 18"x18" full heavy duty | [9 empty] | 64302.3 | 15 | Each | 4286.82 | #N/A
|  | Man Hole cover | 15 | x | 1 | - | - | - | = | 15 | No
|  | Total | [6 empty] | = | 15 | Each |  |  |  |  | #N/A
| Rs/Each | S.I.No |  |  |  | 14-37-d |  | @ |  | 4286.82 | Rs/Each |  |  |  |  | #N/A
21 | 13-06-g-01 | #N/A | [9 empty] | #N/A | 30 | Each | #N/A | #N/A
|  | P/Coat Man Hole cover | 15 | x | 2 | - | - | - | = | 30 | No
|  | Total | [6 empty] | = | 30 | Each |  |  |  |  | #N/A
| Rs/Each | S.I.No |  |  |  | 13-06-g-01 |  | @ |  | #N/A | Rs/Each |  |  |  |  | #N/A
22 | 13-06-g-02 | #N/A | [9 empty] | #N/A | 30 | Each | #N/A | #N/A
|  | Pinting of Man Hole cover | 15 | x | 2 | - | - | - | = | 30 | No
|  | Total | [6 empty] | = | 30 | Each |  |  |  |  | #N/A
| Rs/Each | S.I.No |  |  |  | 13-06-g-02 |  | @ |  | #N/A | Rs/Each |  |  |  |  | #N/A
|  | TOTAL COST (Rs.) | [9 empty] | #N/A
|  | TOTAL COST (RS.) IN MILLION | [9 empty] | #N/A

## Tele-BOQ-6 (hidden)
PSG-083 Panian 2 District Haripur
#REF!
ENGINEER'S COST ESTIMATE
06 : TELE PHONE SYSTEM
S.No | MRS 2017 Item No. | Description of Items | Units | Quantity | Quantity | Item Rate (Rs) | Total Amount (Rs)
NON-SCHEDULE ITEMS
1 | NSI | Providing installation & termination of twisted 20 pair 0.6mm telephone shield cable with earth conductor including 25mm dia PVC pipe concealed / surface mounted including all accessories, termination etc. of the following sizes as per specification and drawings, Instruction and approval of the Engineer Incharge. | m |  | 560 | 897 | 502320
2 | NSI | Providing installation of Telephone socket outlet (CLIPSIL) with 4 pair 0.6sqmm telephone cable in 25mm dia PVC conduit and sheet back box with brass earth terminal, concealed / surface including all its accessories, as per drawings & specification, complete in all respect. | Each |  | 40 | 2338 | 93520
3 | NSI | Supply, installation & connection of telephone junction boxes (T.JBs) fabricated in 16 SWG sheet steel housing with openable hinged cover, wit brass earth terminal with accessories fixing arrangement etc. with 20 pair tag block as per drawings & specification, complete in all respect. as per approval of the Engineer Incharge. | Each |  | 9 | 5380 | 48420
4 | NSI | Telephone outlet points comprising telephone rosette, RJ II IDC type, front plate, steel outlet box etc. (Clipsal, 3M or equivalent). Complete in all respect, as per drawing, instruction and approval of the Engineer incharge. | Each |  | 40 | 999 | 39960
TOTAL COST OF (N.S.I) | [5 empty] | = Rs. | 684220
in Million | [5 empty] | = Rs. | 0

## Sound System BOQ-6 (hidden)
PSG-083 Panian 2 District Haripur
#REF!
#REF!
06 : SOUND SYSTEM & PUBLIC ADDRESS SYSTEM
S.No | MRS 2017 Item No. | Description of Items | Units | Quantity | Quantity | Item Rate (Rs) | Total Amount (Rs)
1 | NSI | Providing & Installation Testing & Commissioning Microphone Nick Type with stand & on /off Push Buttion Light System Complate in all Respects As per Instruction of Engineer in Charge | Each | 2 | 20 | 41236 | 824720
2 | NSI | Providing & Installation Testing & Commissioning Ceiling Mounted Spacker 8 " Complate in all Respects As per Instruction of Engineer in Charge | Each | 20 | 40 | 18000 | 720000
3 | NSI | Supply & Erection of Control Equipment & Power Supply Unit Complate in all Respects As per instruction of Engineer in Charge | Job | 1 | 3 | 45000 | 135000
4 | NSI | S/F of Amplifier 120 W Latest Techonology Complate in all respects As per instruction of Engineer in Enarge | Each | 2 | 20 | 160200 | 3204000
5 | NSI | S/F of mice Wirless | Each | 2 | 8 | 37800 | 302400
6 | NSI | Providing & Installation Testing & Commissioning Cable for Spacker/ Sound system with P V C Pipe Complate in all Respects As per Instruction of Engineer in Charge | m | 8800 | 1260 | 328 | 413280
TOTAL COST OF (N.S.I) | [5 empty] | = Rs. | 0
in Million | [5 empty] | = Rs. | 0
-3623356.25

## Gas BOQ-4 (hidden)
PSG-083 Panian 2 District Haripur
#REF!
#REF!
04 : GAS FITTING & APPLIANCES
S.No | MRS 2020 Item No. | Description of Items | Units | Quantity | Item Rate (Rs) | Total Amount (Rs)
33 | 14-55-b | Providing and Fixing GI pipe(light) & including specials complete 1.5" dia | m |  | 738.29 | #REF!
SCHEDULE ITEMS
1 | 14-55-d | Providing and Fixing GI pipe & including specials complete 1" dia (light) | m | 40 | 564.79 | 22591.6
2 | 14-55-f | Providing and Fixing GI pipe & including specials complete: 1/2" dia (light) | m | 20 | 337.21 | 6744.2
3 | 14-65 | Providing and Fixing flue pipe for gas room heater any type/make | Each | 2 | 930.77 | 1861.54
4 | 14-48-c | Providing and Fixing brass ball float valve of approved quality: 1" (25 mm) dia | Each | 2 | 746.53 | 1493.06
5 | 14-48-a | Providing and Fixing brass ball float valve of approved quality: 1/2" (13 mm) dia | Each | 2 | 430.03 | 860.06
6 | 14-56-a | Providing and Fixing oxidized gas cock : 1" dia. | Each | 1 | 664.13 | 664.13
7 | 14-56-b | Providing and Fixing oxidized gas cock : 3/4" dia. | Each | 1 | 488.46 | 488.46
8 | 14-74-b | Providing and Fixing in positioin Gas water with fittings including thermostat, safety valve etc:- 35 Gallon SG 35 Best Quality | Each | 1 | 28128.13 | 28128.13
TOTAL COST OF (S.I) |  |  |  |  | = Rs. | 62831.18
in Million |  |  |  |  | = Rs. | 0.062831

## CCTV Camera S-BOQ-5 (hidden)
PSG-083 Panian 2 District Haripur
#REF!
#REF!
05 : CCTV CAMERA SYSTEM
S.No | MRS 2020 Item No. | Description of Items | Units | Quantity | Item Rate (Rs) | Total Amount (Rs)
1 | 15-139-a | Supply and Installation of Outdoor True Day & Night Color Camera 1/3" CCD, 530TVL, 0 Lux, 49 IR LEDs, 2.8 to 10mm Auto Iris Varifocal Lens, IP66 Rating Outdoor Weatherproof Housing, DC12V/ AC24V, PAL, | Each | 4 | 52257.5 | 209030
2 | 15-139-f | Supply Installation of 32-Channel Digital Video Recorder, real time display 400ips andwith Built-in DVD writer ,Xtra Stor/MPEG4 compression, 1TB,HDD, SATA port with remoteviewing and management software HNDR-E1648L-N-D-E,Honyewell.complated with all respect | Each | 1 | 419720 | 419720
3 | 15-139-j | Supply and installation of 16 input to 01 output digital multiplexer for CCTV system complete in all respect | Each | 1 | 84091 | 84091
4 | 15-139-k | Installation and Cabling (RG-11 Coaxial Cable through approved 3A" PVC conduit) as approved by Engineer Incharge. | Each | 170 | 115 | 19550
5 | 15-139-l | Supply and installation of 32" LCD monitor of best quality | Each | 1 | 54216 | 54216
SUB TOTAL OF (S.I) |  |  |  |  | = Rs. | 786607
in Million |  |  |  |  | = Rs. | 0.78661
PRO LINE, DAHUA, HIK VISION

## Fire Alrm&FE S-BOQ-6 (hidden)
PSG-083 Panian 2 District Haripur
#REF!
#REF!
06 : FIRE ALARM SYSTEM & FIRE EXTINGUISHERS
S.No | MRS 2020 Item No. | Description of Items | Units | Quantity | Item Rate (Rs) | Total Amount (Rs)
1 | 15-131-a | Supply, testing and commissioning of 2 core 1.5mm. Sqmm stranded copper conductor tin coated with drain PVC insulated wires 600/1000 V. grade, fire resistant, LSZH Cu Conductor to be pulled in already installed 20mm dia. heavy duty PVC conduit recessed in wall, columns, slab, floor or above false ceiling with all necessary fixing accessories as per site conditions. | Point | 5 | 5973.02 | 29865.1
2 | 15-131-b | Supply, installation, testing & commissioning of Analogue Addressable Manual Call Point / Pull Station with Base and Back Box with Key UL Listed complete in all respects. | Each | 1 | 8829.65 | 8829.65
3 | 15-131-c | Supply, installation, testing & commissioning of Analogue Addressable Sounder with Flasher, 24 VDC, Mounting Base and with Base and Back Box with Key UL Listed complete in all respects. | Each | 1 | 17357.26 | 17357.26
4 | 15-131-d | Supply, installation, testing & commissioning of Analogue Addressable Optical Smoke Detector with Base; 24 VDC; UL LISTED, low voltage, solid state, Not Radio Active type, uni-polar and dual chamber with LED alarm indication to be installed on RCC slab, complete in all respects. | Each | 1 | 13002.57 | 13002.57
5 | 15-131-e | Supply, installation, testing & commissioning of Addressable Heat Detector | Each | 1 | 7831.75 | 7831.75
6 | 15-131-f | Supply, installation, testing & commissioning of Wall mounted Sounder of Bosh or Honeywell by UK completed in all respect | Each | 1 | 13149.5 | 13149.5
7 | 15-131-g | Supply, installation, testing & commissioning of Micro processor based Fire Alarm Control Panel, suppression consisting of loops and can address around 125points, indicating circuits, including 2x12V VDC Batteries, suppression zone built in power supply, including stand by battery, alarm and trouble indication, silence alarm and reset system, general alarm and reset system, general alarm facility, complete in all respects. | Each | 1 | 314505.5 | 314505.5
SUB TOTAL OF (S.I) |  |  |  |  | = Rs. | 404541.33
in Million |  |  |  |  | = Rs. | 0.40454

## Solar twr-BOQ-10 (hidden)
NAME OF PROJECT :
SUB HEAD: CONSTRUCTION CENTRAL MOSQUE IN BANNU CANT.
ENGINEER'S COST ESTIMATE
04: SOLAR SYSTEM
S.No | MRS 2022 Item No. | Description of Items | Units | Quantity | Item Rate (Rs) | Total Amount (Rs)
SCHEDULE ITEMS
1 | 26-01-d-01 | Supply and Erection of Solar PV Module (Solar Panel) Mono-crystalline A-Grade (per Watt) (As per Approved Specifications) | Watt | 15300 | 114.6 | 1753380
3 | 26-01-g-10 | Supply and Erection 2x6 sq.mm flexible copper cable | m | 200 | 704.48 | 140896
5 | 15-70-b | Supply and Erection transpower auto circuit breaker 3-phase, 400V fungus moisture proofing : 60 Amp. | Each | 2 | 2055.6 | 4111.2
6 | 15-70-c | Supply and Erection transpower auto circuit breaker 3-phase, 400V fungus moisture proofing : 100 Amp. | Each | 2 | 3747.15 | 7494.3
7 | 15-11-b-06 | Supply & Erection of Change over switch 100 Amp | Each | 2 | 10018.8 | 20037.6
9 | 15-02-b-03 | Supply and Erection PVC pipe for wiring purpose complete Recessed in walls including chase etc : 1" i/d | m | 200 | 302.56 | 60512
11 | 26-01-i-06 | Supply and Erection of On Grid Hybrid inverter | Watt | 16500 | 65.48 | 1080420
12 | 26-01-f-01 | Supply and Erection of 12 V VRLA GEL battery per AH | AH | 10217 | 382.1 | 3903915.7
15 | 26-01-h-01 | Supply and Erection MC4 connector (TUV Approved | Pair | 10 | 342.92 | 3429.2
18 | 15-105-h | Providing & fixing of Plate type Earthing commpressed with execveted hole 6"up 63 feet,GI pipe 2"(50mm)with Tees , Sockets , Endcap of 60 (RFT) Copper Plate of 1/2"x 2"x 48", 2x 70mmsq S/Core copper bare conductor 125 (Rft) Earth Connection Point of 1200 x 50 x 50mm (L x W x T) Inspection Pit of 300 x 300 x 450 mm (L x W x D) complated with all respect | Job | 1 | 124567.4 | 124567.4
19 | 15-105-i | Construction of water tight brick type Grounding inspection pit. | Each | 2 | 5529.19 | 11058.38
22 | 26-01-o | Supply and Erection of BOX / STAND for Batteries SHS Inverter & Charge Controller | Watt | 15300 | 7.33 | 112149
23 | 26-01-m-01 | Supply and Erection of hot dipped (80 microns Average) galvanized steel of minimum thickness of 12 SWG / 2.64 mm Channel / Pipe or 8 SWG / 4.06 mm Angle | Per Watt | 15300 | 34.99 | 535347 |  | #REF!
25 | 15-05-e | Supply and Erection single core PVC insulated copper conductor 250/440 V grade cable : 7/0.044" | meter | 193.3086 | 268.1 | 51826.0223
26 | 15-122-c | 16MM 4CORE PVC CABLE | meter | 449.2533 | 2327.69 | 1045722.359
27 | 15-202-c | S/Fixing 4-core flexible Aluminum cable for service of transformer to main board (19/64) | meter | 121.9141 | 2977.65 | 363017.3728
28 | 15-71-d | Supply and Erection single phase imported auto circuit breaker 30 Amp. | Each | 16 | 950.4 | 15206.4
29 | 15-70-a | Supply and Erection transpower auto circuit breaker 3-phase, 400V fungus moisture proofing : 30 Amp. | Each | 10 | 1812.6 | 18126
30 | 15-70-c | Supply and Erection transpower auto circuit breaker 3-phase, 400V fungus moisture proofing : 100 Amp. | Each | 2 | 3747.15 | 7494.3
31 | 15-42-a | Supply and Erection 2'x2'x1/8" copper plate including riveting to copper tape & placing in mixture of salt and charcoal etc | Each | 1 | 9883.8 | 9883.8
32 | 15-41 | Earthling of iron clad/aluminums switches etc with GI wire #8 SWG in GI pipe 0.5" dia | Each | 8 | 11018.25 | 88146
33 | 15-02-b-06 | Supply and Erection PVC pipe for wiring purpose complete Recessed in walls including chase etc : 2" i/d | Meter | 422.737 | 443.3 | 187399.299
34 | 15-02-b-07 | Supply and Erection PVC pipe for wiring purpose complete Recessed in walls including chase etc : 3" i/d | Meter | 320.0241 | 527.83 | 168918.2946
SUB TOTAL OF (S.I) |  |  |  |  | = Rs. | 9713057.6277
in Million |  |  |  |  | = Rs. | 9.7131
NON-SCHEDULE ITEMS
35 | NSI | Supply, installation, testing and commissioning 100 Amp 2 Pole main brackers D.C Complate in all respect as per Instruction of Engineer Incharge. | Each | 10 | 10922 | 109220
36 | NSI | Supply, installation, testing and commissioning 100 Amp 2 Pole main brackers A.C Complate in all respect as per Instruction of Engineer Incharge. | Each | 4 | 15175 | 60700
37 | NSI | Providing 3-Phase net metering license, documentation, etc. including BI -directional meter from wapda Complete in all respect (As per nepra standard) | Job | 1 | 600000 | 600000
38 | NSI | Supply, installation, testing and commissioning 60/ 80 Amp Surge Protective Device ( S P D) A.C F.P Complete in all respect | Each | 4 | 90000 | 360000
39 | NSI | Installation, Commissioning, Transportation including all labor charges | Job | 2 | 600000 | 1200000
40 | NSI | Earth Excavation, Concrete 1:2:4 for Auto Trackers Frames installtion | Job | 7 | 36000 | 252000
SUB TOTAL OF (N.S.I) |  |  |  |  | = Rs. | 2581920
in Million |  |  |  |  | = Rs. | 2.5819
TOTAL COST OF (S.I & N.S.I) |  |  |  |  | = Rs. | 12294977.6277 | 12294977.6277
in Million |  |  |  |  | = Rs. | 12.295

## Air Conditioning S-BOQ-7 (hidden)
PSG-083 Panian 2 District Haripur
#REF!
#REF!
07 : AIR CONDITIONING SYSTEM
S.No | MRS 2020 Item No. | Description of Items | Units | Quantity | Item Rate (Rs) | Total Amount (Rs)
NON-SCHEDULE ITEMS
1 | 26-01-p-02 | Supply and Erection of INVERTER BASED SPLIT AC (1.5 Ton) | No | 2 | 157563 | 315126
2 | 25-50-a | Providing and Fixing of Steel Bracket (heavy) for Split Unit outside | Each | 8 | 929 | 7432
SUB TOTAL OF (S.I) |  |  |  |  | = Rs. | 322558
in Million |  |  |  |  | = Rs. | 0.32256
NON-SCHEDULE ITEMS | [6 empty] | #VALUE!
3 | NSI | Supply & Fixing Duct Patti 16x32 mm & 1" PVC Pipe for Drain Covering of Coppere pipe as required all allied accessories, as specified complete. | m | 120 | 600 | 72000
4 | NSI | Providing & Fixing of Copper Pipe 22 SWG as required all allied accessories, as specified complete. | Rft | 140 | 1500 | 210000
SUB TOTAL OF (N.S.I) |  |  |  |  | = Rs. | 282000
in Million |  |  |  |  | = Rs. | 0.282
TOTAL COST OF (S.I & N.S.I) |  |  |  |  | = Rs. | 604558
in Million |  |  |  |  | = Rs. | 0.60456
0

## B,Wall-BOQ-1 (hidden)
0
0
ENGINEER'S COST ESTIMATE
01- CONSTRUCTION OF BOUNDARY WALLS
S.No | MRS 2020 Item No. | Description of Items | Units | Quantity | Item Rate (Rs) | Total Amount (Rs)
SCHEDULE ITEMS
1 | 03-25-b | Excavation in foundation of building, bridges etc complete : in ordinary soil | m3 | 0 | 312.82 | 0 | 0
2 | 03-19-a x 17 + 03-20-a+03-20-bx10+03-20-cx7 | Transportation of earth all types for every 15 m extra lead or part thereof beyond 255 m and upto 500 m. (upto 5 Km | m3 | 0 | 726.48 | 0 | 0
3 | 03-24 | Dressing of earthwork (done by machinery or otherwise & left undressed) to designed section | m2 | 0 | 14.47 | 0 | 0
4 | 03-18-a | Filling, watering and ramming earth under floor with surplus earth from foundation, etc | m3 | 0 | 105.24 | 0 | 0
5 | 07-30 | Supplying and filling sand under floor or plugging in wells | m3 | 0 | 1571.12 | 0 | 0
6 | 28-15 | Pre anti Termite Treatment in the building mixed with water of mixing ratio as per the manufacturer's certified manual | m2 | 0 | 95.73 | 0 | 0
7 | 03-67-d | Structural Backfill using Granular Material brought from outside | m3 | 0 | 1249.28 | 0 | 0
8 | 06-05-i | Plain Cement Concrete including placing, compacting, finishing & curing (Ratio 1:4:8) | m3 | 0 | 9237.44 | 0 | 0
9 | 06-07-b-03 | RCC in raft foundation slab, base slab of column & ret. wall etc, not including in 06-06. (1:2:4) | m3 | 0 | 14653.95 | 0 | 0
10 | 06-08-b | Supply & fabricate M.S. reinforcement for cement concrete (Hot rolled deformed bars Grade 60) | Tonne | 0 | 303740.41 | 0 | 0
11 | 07-05-a-05 | 1st class brick work in ground floor Cement, sand mortar 1:6 | m3 | 0 | 13844.38 | 0 | 0
12 | 06-26-b-01 | Damp proof course of cem. conc. 1:2:4 including bitumen coat, 1 layer polythene & 2 coats bitumen (1.5" thick) | m2 | 0 | 1153.58 | 0 | 0
13 | 06-47-d | Erection and removal of Form work with M.S.Pipe Scaffolding & Plywood Sheet for RCC or Plain Concrete (Vertical) | m2 | 0 | 1159.44 | 0
SUB TOTAL OF (S.I) |  |  |  |  | = Rs. | 0
in Million |  |  |  |  | = Rs. | 0

## M.Sheet B.Wall-1 (hidden)
ENGINEER'S DETAIL MEASUREMENT SHEET
01- CONSTRUCTION OF BOUNDARY WALLS
S.No | CSR 2019 Item No. | Description of Items | No |  |  | Length | W / B | H / D | = | Quantity | Units | Amount (Rs) | Qtty (For BOQ) | unit(for BOQ) | unit rate (for BOQ)
SCHEDULE ITEMS
1 | 03-25-b | Excavation in foundation of building, bridges etc complete : in ordinary soil | [9 empty] | 22319.71 | 71.35 | m3 | 312.82
|  | Boundary Wall | 1 | x | 1 | 194 | 3 | 4.33 | = | 2520.06 | Cft
|  | Total |  |  |  | 19.4 | 3.88 |  | = | 2520.06 | Cft
|  | or |  |  |  | 19 | 4 | 23 | = | 71.35 | m3
| Rs/M3 | S.I.No |  |  |  | 03-25-b |  | @ |  | 312.82 | Rs/M3
2 | 06-05-i | Plain Cement Concrete including placing, compacting, finishing & curing (Ratio 1:4:8) | [9 empty] | 50251.67 | 5.44 | m3 | 9237.44
|  | Boundary Wall - bed | 1 | x | 1 | 194 | 3 | 0.33 | = | 192.06 | Cft
|  | Total | [6 empty] | = | 192.06 | Cft
|  | or | [6 empty] | = | 5.44 | m3
| Rs/M3 | S.I.No |  |  |  | 06-05-i |  | @ |  | 9237.44 | Rs/M3
3 | 06-07-b-03 | RCC in raft foundation slab, base slab of column & ret. wall etc, not including in 06-06. (1:2:4) | [9 empty] | 139505.6 | 9.52 | m3 | 14653.95
|  | Boundary Wall - bed | 1 | x | 1 | 194 | 3 | 0.5 | = | 291 | Cft
|  | Neck Column @ 10 ft c/c | 1 | x | 19 | 0.75 | 0.75 | 3.5 | = | 37.4062 | Cft
|  | Expension Joint Column @ 50ft c/c | 1 | x | 4 | 0.75 | 0.75 | 3.5 | = | 7.875 | Cft
|  | Total | [6 empty] | = | 336.2812 | Cft
|  | or | [6 empty] | = | 9.52 | m3
| Rs/M3 | S.I.No |  |  |  | 06-07-b-03 |  | @ |  | 14653.95 | Rs/M3 |  |  |  |  | #REF!
4 | 06-08-b | Supply & fabricate M.S. reinforcement for cement concrete (Hot rolled deformed bars Grade 60) | [9 empty] | 567994.57 | 1.87 | Ton | 303740.41 | #REF!
|  | # of Members |  |  | # of bars
2.50% of Conc. Qty
|  | 06-07-b-03 | S.# |  | 3 | 336.2812 | 0.025 | 490 |  | 4119.4453 | Cft
|  | Total |  |  |  | 12000 |  |  | = | 4119.4453 | Lbs
|  | or | [6 empty] | = | 1.87 | Ton
| Rs/Ton | S.I.No |  |  |  | 06-08-b |  | @ |  | 303740.41 | Rs/Ton
5 | 07-04-a-04 | 1st class brick work in foundation and plinth in522Cement, sand mortar 1:5 | [9 empty] | 431674.01 | 32.7 | m3 | 13201.04
Brick Work in Footing
|  | Step # 1 | 1 | x | 1 | 194 | 2.25 | 1 | = | 436.5 | Cft
|  | Step # 2 | 1 | x | 1 | 194 | 1.875 | 1 | = | 363.75 | Cft
|  | Step # 3 | 1 | x | 1 | 194 | 1.5 | 1 | = | 291 | Cft
|  | Step # 4 | 1 | x | 1 | 194 | 1.125 | 0.5 | = | 109.125 | Cft
|  | Total | [6 empty] | = | 1200.375 | Cft
Deduction
|  | Column | 1 | x | 23 | 0.75 | 0.75 | 3.5 | = | 45.2812 | Cft
[10 empty] | 45.2812 | Cft
|  | Total | [6 empty] | = | 1155.0938 | Cft
|  | or | [6 empty] | = | 32.7 | m3
| Rs/M3 | S.I.No |  |  |  | 07-04-a-04 |  | @ |  | 13201.04 | Rs/M3
WORKS AT GROUND FLOOR
6 | 06-07-a-03 | RCC in roof slab, beam, column & other structural members, insitu or precast. (1:2:4) | [9 empty] | 122946.64 | 8.39 | m3 | 14653.95
|  | Neck Column @ 10 ft c/c | 1 | x | 19 | 0.75 | 0.75 | 10.25 | = | 109.5469 | Cft
|  | Expension Joint Column @ 50ft c/c | 1 | x | 4 | 0.75 | 0.75 | 10.25 | = | 23.0625 | Cft
|  | Plinth Beam | 1 | x | 1 | 194 | 1.125 | 0.75 | = | 163.6875 | Cft
|  | Total | [6 empty] | = | 296.2969 | Cft
|  | or | [6 empty] | = | 8.39 | m3
| Rs/M3 | S.I.No |  |  |  | 06-07-a-03 |  | @ |  | 14653.95 | Rs/M3 |  |  |  |  | #REF!
7 | 06-08-b | Supply & fabricate M.S. reinforcement for cement concrete (Hot rolled deformed bars Grade 60) | [9 empty] | 501171.68 | 1.65 | Ton | 303740.41 | #REF!
|  | # of Members |  |  | # of bars
2.50% of Conc. Qty
|  | 06-07-a-03 | S.# |  | 6 | 296.2969 | 0.025 | 490 |  | 3629.6367 | Cft
|  | Total |  |  |  | 12000 |  |  | = | 3629.6367 | Lbs
|  | or | [6 empty] | = | 1.65 | Ton
| Rs/Ton | S.I.No |  |  |  | 06-08-b |  | @ |  | 303740.41 | Rs/Ton
8 | 07-07-a-04 | 1st class brick work other than building upto 10 ft.522height : Cement, sand mortar 1:5 | [9 empty] | 533937.99 | 38.76 | m3 | 13775.49
Brick Work above Ground Level
|  | Boundry wall | 1 | x | 1 | 194 | 0.75 | 9 | = | 1309.5 | Cft
|  | Border Design | 19 | x | 1 | 25 | 0.375 | 0.75 | = | 133.5938 | Cft
|  | Central Design | 19 | x | 2 | 4 | 0.375 | 1.5 | = | 85.5 | Cft
|  | Column @ 10 ft c/c | -1 | x | 19 | 1 | 0.75 | 9.25 | = | -131.8125 | Cft
|  | Expension Joint Column @ 50ft c/c | -1 | x | 4 | 1 | 0.75 | 9.25 | = | -27.75 | Cft
|  | Total | [7 empty] | 1369.0312 | Cft
|  | or |  |  |  | #REF! | #REF! |  | = | 38.76 | m3
| Rs/M3 | S.I.No |  |  |  | 07-07-a-04 |  | @ |  | 13775.49 | Rs/M3
9 | 06-05-f | Plain Cement Concrete including placing, compacting, finishing & curing (Ratio 1:2:4) | [9 empty] | 39384.71 | 3.09 | m3 | 12745.86
As Coping Bond on top
|  | Boundary Wall | 1 | x | 1 | 194 | 1.125 | 0.5 | = | 109.125 | Cft
|  | Total | [6 empty] | = | 109.125 | Cft
|  | or | [6 empty] | = | 3.09 | m3
| Rs/M3 | S.I.No |  |  |  | 06-05-f |  | @ |  | 12745.86 | Rs/M3
10 | 11-08-b | Cement plaster 1:3 upto 20' height 1/2" thick | [9 empty] | 103193.4938 | 242.54 | m2 | 425.47
|  | Boundary Wall | 1 | x | 1 | 194 | - | 10 | = | 1940 | Sft
|  | Border Design | 19 | x | 1 | 25 | - | 0.75 | = | 356.25 | Sft
|  | Central Design | 19 | x | 2 | 11 | - | 0.75 | = | 313.5 | Sft
|  | Total | [6 empty] | = | 2609.75 | Sft
|  | or | [6 empty] | = | 242.54 | m2
| Rs/M2 | S.I.No |  |  |  | 11-08-b |  | @ |  | 425.47 | Rs/M2
11 | 11-18-a | Cement pointing struck joints, on walls, upto 20' height : Ratio 1:2 | [9 empty] | 79818.81 | 180.3 | m2 | 442.7
|  | Boundary Wall | 1 | x | 1 | 194 | - | 10 | = | 1940 | Sft
|  | Total | [6 empty] | = | 1940 | Sft
|  | or | [6 empty] | = | 180.3 | m2
| Rs/M2 | S.I.No |  |  |  | 11-18-a |  | @ |  | 442.7 | Rs/M2
12 | 11-29 | Extra cost of labour & material for red oxide pigment in cement pointing to match bricks | [9 empty] | 7132.668 | 180.3 | m2 | 39.56
|  | Boundary Wall | 1 | x | 1 | 194 | - | 10 | = | 1940 | Sft
|  | Total | [6 empty] | = | 1940 | Sft
|  | or | [6 empty] | = | 180.3 | m2
| Rs/M2 | S.I.No |  |  |  | 11-29 |  | @ |  | 39.56 | Rs/M2
13 | 25-60-c | Supply and fixing razor wire (2'-0" dia) consisting of 1-1/2"X1-1/2"X3/16" angle iron Y post 2'-6" long 6' to 8' center to center fixed with bolt anchorage, at top of boundary wall including painting posts etc. Complete in all respects. | [9 empty] | 73054.98 | 59.15 | m | 1235.08
|  | All round Perameter | 1 | x | 1 | 194 | - | - | = | 194 | Rft
|  | Total | [6 empty] | = | 194 | Rft
|  | or | [6 empty] | = | 59.15 | m
| Rs/M | S.I.No |  |  |  | 25-60-c |  | @ |  | 1235.08 | Rs/M
|  | TOTAL COST (Rs.) | [9 empty] | 2672386.5318
|  | TOTAL COST (RS.) IN MILLION | [9 empty] | 2.6724
#REF!

## UPS BOQ-10 (hidden)
PSG-083 Panian 2 District Haripur
#REF!
#REF!
10 : UPS SYSTEM
S.No | MRS 2017 Item No. | Description of Items | Units | Quantity | Quantity | Item Rate (Rs) | Total Amount (Rs)
NON-SCHEDULE ITEMS
1 | NSI | Supply, installation, testing, connection and commissioning of high quality, high performance, online UPS unit including cost of batteries,batteries racks, all necessary accessaries and material required for proper functioning of the system. Rating 2 KVA- 3- Phase IN, 3- Phase out UPS Unit as per Manufacturers Instructions and as per Engineer Approval complete with all respects. | Each |  | 4 | 370000 | 1480000
TOTAL COST OF (N.S.I) | [5 empty] | = Rs. | 0
in Million | [5 empty] | = Rs. | 0

## Sound System BOQ-10 (hidden)
PSG-083 Panian 2 District Haripur
#REF!
ENGINEER'S COST ESTIMATE
10 : SOUND SYSTEM & PUBLIC ADDRESS SYSTEM
S.No | MRS 2017 Item No. | Description of Items | Units | Quantity | Quantity | Item Rate (Rs) | Total Amount (Rs)
NON-SCHEDULE ITEMS
1 | NSI | Providing & Installation Testing & Commissioning Microphone Nick Type with stand & on /off Push Buttion Light System complete in all respects as per Instruction of Engineer Incharge. | Each | 2 | 8 | 29079 | 232632
2 | NSI | Providing & Installation Testing & Commissioning 8" Dia Round Ceiling Spacker Complate in all Respects As per Instruction of Engineer in Charge | Each | 20 | 6 | 8967 | 53802
3 | NSI | Supply & Erection of Control Equipment & Power Supply Unit complete in all respects as per Instruction of Engineer Incharge. | Job | 1 | 1 | 42273 | 42273
4 | NSI | S/F of Amplifier 150 W Latest Techonology complete in all respects as per Instruction of Engineer Incharge. | Each | 2 | 1 | 69174 | 69174
5 | NSI | S/F of mice Wirless with Pocket Hook | Each | 2 | 2 | 23699 | 47398
6 | NSI | Providing & Installation Testing & Commissioning Cable for Spacker/ Sound system in PVC Pipe complete in all respects as per Instruction of Engineer Incharge. | m | 2 | 305 | 135 | 41175
TOTAL COST OF (N.S.I) | [5 empty] | = Rs. | 486454
in Million | [5 empty] | = Rs. | 0